## Generators (dispatch)
name | typ | zone | netcap | seg1 | seg2 | seg3 | mincap | ramp | minu | mind | no_load | var_om | st_cost
CT_hydro | hydro | CT | 147.4 | 0 | 0 | 0 | 0 | 147.4 | 1 | 1 | 1 | 0 | 100
AlgonquinWindsorLocksGTG | ngcc | CT | 16 | 9.9968 | 10.4969 | 10.747 | 5.6 | 16 | 6 | 6 | 19.9254 | 3.17 | 1120
BridgeportEnergyProjectGEN3 | ngcc | CT | 180 | 5.4095 | 5.9314 | 6.1923 | 63 | 180 | 6 | 6 | 224.1604 | 3.17 | 12600
CapitolDistrictEnergyCenterGTG | ngcc | CT | 30.7 | 7.7771 | 8.299 | 8.5599 | 10.745 | 30.7 | 6 | 6 | 38.2318 | 3.17 | 2149
CPVTowanticEnergyCenterCTG1 | ngcc | CT | 280.5 | 5.1946 | 5.7165 | 5.9774 | 98.175 | 280.5 | 6 | 6 | 349.3165 | 3.17 | 19635
HartfordHospitalCogenerationGEN2 | ngcc | CT | 4.2 | 1.9465 | 2.0765 | 2.1415 | 1.47 | 4.2 | 6 | 6 | 6.4634 | 3.17 | 294
KimberlyClarkUnit123GT100 | ngcc | CT | 4.1 | 3.342 | 3.4721 | 3.5371 | 1.435 | 4.1 | 6 | 6 | 6.3095 | 3.17 | 287
KleenEnergySystemsProjectST | ngcc | CT | 295 | 5.2734 | 5.4034 | 5.4684 | 103.25 | 295 | 6 | 6 | 453.9749 | 3.17 | 20650
LakeRoadGeneratingPlantU1 | ngcc | CT | 280 | 5.6969 | 6.2188 | 6.4798 | 98 | 280 | 6 | 6 | 348.6939 | 3.17 | 19600
LakeRoadGeneratingPlantU2 | ngcc | CT | 280 | 5.6969 | 6.2188 | 6.4798 | 98 | 280 | 6 | 6 | 348.6939 | 3.17 | 19600
LakeRoadGeneratingPlantU3 | ngcc | CT | 280 | 5.6969 | 6.2188 | 6.4798 | 98 | 280 | 6 | 6 | 348.6939 | 3.17 | 19600
Middletown13 | ngcc | CT | 113.6 | 9.8589 | 10.3808 | 10.6417 | 39.76 | 113.6 | 6 | 6 | 141.4701 | 3.17 | 7952
Middletown14 | ngcc | CT | 239.4 | 9.0058 | 9.5277 | 9.7887 | 83.79 | 239.4 | 6 | 6 | 298.1333 | 3.17 | 16758
MilfordPowerProjectCA02 | ngcc | CT | 289 | 5.4411 | 5.9629 | 6.2239 | 101.15 | 289 | 6 | 6 | 359.9019 | 3.17 | 20230
MillenniumPowerCT01 | ngcc | CT | 289 | 5.4411 | 5.9629 | 6.2239 | 101.15 | 289 | 6 | 6 | 359.9019 | 3.17 | 20230
NewHavenHarbor1 | ngcc | CT | 460 | 21.3255 | 21.8474 | 22.1083 | 161 | 460 | 6 | 6 | 572.8542 | 3.17 | 32200
PfizerGrotonPlantGT1 | ngcc | CT | 10 | 3.6977 | 4.2196 | 4.4805 | 3.5 | 10 | 6 | 6 | 12.4534 | 3.17 | 700
PfizerGrotonPlantTG3 | ngcc | CT | 10 | 3.6977 | 4.2196 | 4.4805 | 3.5 | 10 | 6 | 6 | 12.4534 | 3.17 | 700
PfizerGrotonPlantTG4 | ngcc | CT | 7.5 | 3.6977 | 4.2196 | 4.4805 | 2.625 | 7.5 | 6 | 6 | 9.34 | 3.17 | 525
UCONNCogenFacilityCGT1 | ngcc | CT | 5 | 4.1822 | 4.7041 | 4.965 | 1.75 | 5 | 6 | 6 | 6.2267 | 3.17 | 350
AlgonquinWindsorLocksGTG2 | ngct | CT | 40 | 8.3009 | 8.6775 | 8.8659 | 14 | 40 | 1 | 1 | 49.8134 | 2 | 2800
AlgonquinWindsorLocksSTG | ngct | CT | 15 | 8.3009 | 8.6775 | 8.8659 | 5.25 | 15 | 1 | 1 | 18.68 | 2 | 1050
ALPierce4 | ngct | CT | 84 | 7.9232 | 8.0533 | 8.1183 | 29.4 | 84 | 1 | 1 | 129.2674 | 2 | 5880
BradleyEnergyCenterUNIT1 | ngct | CT | 1.5 | 13.6399 | 14.1618 | 14.4228 | 0.525 | 1.5 | 1 | 1 | 1.868 | 2 | 105
BradleyEnergyCenterUNIT2 | ngct | CT | 1.2 | 13.6399 | 14.1618 | 14.4228 | 0.42 | 1.2 | 1 | 1 | 1.4944 | 2 | 84
BradleyEnergyCenterUNIT3 | ngct | CT | 1.2 | 13.6399 | 14.1618 | 14.4228 | 0.42 | 1.2 | 1 | 1 | 1.4944 | 2 | 84
BradleyEnergyCenterUNIT4 | ngct | CT | 1.9 | 13.6399 | 14.1618 | 14.4228 | 0.665 | 1.9 | 1 | 1 | 2.3661 | 2 | 133
BridgeportFuelCellPark1 | ngct | CT | 170 | 5.4095 | 5.9314 | 6.1923 | 59.5 | 170 | 1 | 1 | 211.707 | 2 | 11900
BridgeportStation3 | ngct | CT | 170 | 5.4095 | 5.9314 | 6.1923 | 59.5 | 170 | 1 | 1 | 211.707 | 2 | 11900
BridgeportStation4 | ngct | CT | 16.6 | 7.0169 | 7.5388 | 7.7997 | 5.81 | 16.6 | 1 | 1 | 20.6726 | 2 | 1162
CapitolDistrictEnergyCenterSTG | ngct | CT | 39.8 | 7.7771 | 8.299 | 8.5599 | 13.93 | 39.8 | 1 | 1 | 49.5643 | 2 | 2786
CCSUCoGenSTBYGenEC1 | ngct | CT | 1.3 | 7.1213 | 7.6432 | 7.9041 | 0.455 | 1.3 | 1 | 1 | 1.6189 | 2 | 91
CCSUCoGenSTBYGenEC2 | ngct | CT | 1.3 | 7.1213 | 7.6432 | 7.9041 | 0.455 | 1.3 | 1 | 1 | 1.6189 | 2 | 91
CCSUFuelCellProjectCCSU | ngct | CT | 1.4 | 6.957 | 7.4789 | 7.7398 | 0.49 | 1.4 | 1 | 1 | 1.7435 | 2 | 98
CelluTissueGEN1 | ngct | CT | 3 | 9.0469 | 9.5688 | 9.8298 | 1.05 | 3 | 1 | 1 | 3.736 | 2 | 210
CJTSEnergyCenterUNIT7 | ngct | CT | 0.4 | 8.7341 | 9.256 | 9.517 | 0.14 | 0.4 | 1 | 1 | 0.49813 | 2 | 28
CPVTowanticEnergyCenterCTG2 | ngct | CT | 280.5 | 5.1946 | 5.7165 | 5.9774 | 98.175 | 280.5 | 1 | 1 | 349.3165 | 2 | 19635
CPVTowanticEnergyCenterSTG | ngct | CT | 280.5 | 5.1946 | 5.7165 | 5.9774 | 98.175 | 280.5 | 1 | 1 | 349.3165 | 2 | 19635
DanburyHospitalCogenPlantGEN1 | ngct | CT | 4.3 | 11.1074 | 11.2375 | 11.3025 | 1.505 | 4.3 | 1 | 1 | 6.6173 | 2 | 301
DigitalFairfieldDGR01 | ngct | CT | 2 | 4.7379 | 5.2598 | 5.5208 | 0.7 | 2 | 1 | 1 | 2.4907 | 2 | 140
FairfieldUniversityCHPPlantCHP1 | ngct | CT | 4.5 | 7.6781 | 7.8082 | 7.8732 | 1.575 | 4.5 | 1 | 1 | 6.925 | 2 | 315
FoxwoodsCoGenCT1 | ngct | CT | 6.6 | 9.8765 | 10.3984 | 10.6593 | 2.31 | 6.6 | 1 | 1 | 8.2192 | 2 | 462
FoxwoodsCoGenCT2 | ngct | CT | 6.6 | 9.3651 | 9.8869 | 10.1479 | 2.31 | 6.6 | 1 | 1 | 8.2192 | 2 | 462
FritoLayIncorporatedCOGEN | ngct | CT | 4.6 | 13.8867 | 14.0167 | 14.0817 | 1.61 | 4.6 | 1 | 1 | 7.0789 | 2 | 322
HartfordHospitalCogenerationGEN3 | ngct | CT | 6.2 | 12.2661 | 12.788 | 13.049 | 2.17 | 6.2 | 1 | 1 | 7.7211 | 2 | 434
HartfordHospitalCogenerationGEN4 | ngct | CT | 1.4 | 7.2408 | 7.7627 | 8.0236 | 0.49 | 1.4 | 1 | 1 | 1.7435 | 2 | 98
HSCoCHP1 | ngct | CT | 4 | 12.048 | 12.178 | 12.243 | 1.4 | 4 | 1 | 1 | 6.1556 | 2 | 280
IBMSouthburyIBM00 | ngct | CT | 1.1 | 5.5529 | 6.0748 | 6.3358 | 0.385 | 1.1 | 1 | 1 | 1.3699 | 2 | 77
IKEANewHavenRooftopPVFuelCell213FC | ngct | CT | 0.3 | 4.0554 | 4.5773 | 4.8382 | 0.105 | 0.3 | 1 | 1 | 0.3736 | 2 | 21
KimberlyClarkUnit123GT200 | ngct | CT | 16.1 | 10.15 | 10.6719 | 10.9328 | 5.635 | 16.1 | 1 | 1 | 20.0499 | 2 | 1127
KimberlyClarkUnit123GT300 | ngct | CT | 16.1 | 9.9633 | 10.0933 | 10.1583 | 5.635 | 16.1 | 6 | 6 | 24.7763 | 2 | 1127
KleenEnergySystemsProjectU1 | ngct | CT | 199 | 10.0502 | 10.5721 | 10.8331 | 69.65 | 199 | 1 | 1 | 247.8217 | 2 | 13930
KleenEnergySystemsProjectU2 | ngct | CT | 199 | 10.0417 | 10.5635 | 10.8245 | 69.65 | 199 | 1 | 1 | 247.8217 | 2 | 13930
PepperidgeFarmBloomfieldFCB | ngct | CT | 1.2 | 6.8452 | 7.3671 | 7.628 | 0.42 | 1.2 | 1 | 1 | 1.4944 | 2 | 84
PepperidgeFarmBloomfieldFCC | ngct | CT | 1.4 | 6.8452 | 7.3671 | 7.628 | 0.49 | 1.4 | 1 | 1 | 1.7435 | 2 | 98
PfizerGrotonFuelCellMM24 | ngct | CT | 2.8 | 7.2126 | 7.7345 | 7.9954 | 0.98 | 2.8 | 1 | 1 | 3.4869 | 2 | 196
PfizerGrotonFuelCellMM25 | ngct | CT | 2.8 | 7.2126 | 7.7345 | 7.9954 | 0.98 | 2.8 | 1 | 1 | 3.4869 | 2 | 196
PfizerGrotonPlantTG5 | ngct | CT | 10 | 10.0892 | 10.2193 | 10.2843 | 3.5 | 10 | 1 | 1 | 15.389 | 2 | 700
PrattWhitneyFT8 | ngct | CT | 25.8 | 3.3194 | 3.4495 | 3.5145 | 9.03 | 25.8 | 1 | 1 | 39.7036 | 2 | 1806
RandWhitneyCHPPlantTG1 | ngct | CT | 14.6 | 11.8115 | 11.9415 | 12.0066 | 5.11 | 14.6 | 1 | 1 | 22.4679 | 2 | 1022
SikorskyAircraftCHPTG1 | ngct | CT | 9.2 | 11.3253 | 11.4554 | 11.5204 | 3.22 | 9.2 | 1 | 1 | 14.1579 | 2 | 644
TrinityCollegeFuelCellMB22 | ngct | CT | 1.4 | 1.4526 | 1.9745 | 2.2354 | 0.49 | 1.4 | 1 | 1 | 1.7435 | 2 | 98
UCONNCogenFacilityCGT2 | ngct | CT | 6.9 | 10.6226 | 11.1445 | 11.4055 | 2.415 | 6.9 | 1 | 1 | 8.5928 | 2 | 483
UCONNCogenFacilityCGT3 | ngct | CT | 6.9 | 10.8109 | 11.3328 | 11.5938 | 2.415 | 6.9 | 1 | 1 | 8.5928 | 2 | 483
UCONNCogenFacilitySTG1 | ngct | CT | 6.9 | 9.8653 | 10.3872 | 10.6482 | 2.415 | 6.9 | 1 | 1 | 8.5928 | 2 | 483
UDRGlastonburyFuelCellUDRFC | ngct | CT | 3.4 | 6.5463 | 7.0682 | 7.3291 | 1.19 | 3.4 | 1 | 1 | 4.2341 | 2 | 238
UIRCPBridgeportSeasideBPFC | ngct | CT | 2.8 | 7.0831 | 7.605 | 7.8659 | 0.98 | 2.8 | 1 | 1 | 3.4869 | 2 | 196
UIRCPNewHavenFuelCellNHFC | ngct | CT | 2.8 | 7.7806 | 8.3025 | 8.5634 | 0.98 | 2.8 | 1 | 1 | 3.4869 | 2 | 196
UIRCPWoodbridgeFCWBFC | ngct | CT | 2.8 | 6.9467 | 7.4686 | 7.7296 | 0.98 | 2.8 | 1 | 1 | 3.4869 | 2 | 196
WallingfordEnergyCTG1 | ngct | CT | 50 | 7.3353 | 7.4654 | 7.5304 | 17.5 | 50 | 1 | 1 | 76.9449 | 2 | 3500
WallingfordEnergyCTG2 | ngct | CT | 50 | 7.3353 | 7.4654 | 7.5304 | 17.5 | 50 | 1 | 1 | 76.9449 | 2 | 3500
WallingfordEnergyCTG3 | ngct | CT | 50 | 7.3353 | 7.4654 | 7.5304 | 17.5 | 50 | 1 | 1 | 76.9449 | 2 | 3500
WallingfordEnergyCTG4 | ngct | CT | 50 | 7.3353 | 7.4654 | 7.5304 | 17.5 | 50 | 1 | 1 | 76.9449 | 2 | 3500
WallingfordEnergyCTG5 | ngct | CT | 50 | 7.3353 | 7.4654 | 7.5304 | 17.5 | 50 | 1 | 1 | 76.9449 | 2 | 3500
WallingfordEnergyCTG6 | ngct | CT | 50 | 7.3353 | 7.4654 | 7.5304 | 17.5 | 50 | 1 | 1 | 76.9449 | 2 | 3500
WallingfordEnergyCTG7 | ngct | CT | 50 | 7.3353 | 7.4654 | 7.5304 | 17.5 | 50 | 1 | 1 | 76.9449 | 2 | 3500
WatersidePowerLLC5 | ngct | CT | 96 | 6.3095 | 6.4395 | 6.5045 | 33.6 | 96 | 1 | 1 | 147.7342 | 2 | 6720
WesleyanUniversityCogen11 | ngct | CT | 2.4 | 7.8501 | 7.9802 | 8.0452 | 0.84 | 2.4 | 1 | 1 | 3.6934 | 2 | 168
BackusMicrogridProjectBMP1 | oil | CT | 2.6 | 8.1343 | 8.2643 | 8.3293 | 0.91 | 2.6 | 1 | 1 | 4.0011 | 2 | 182
BackusMicrogridProjectBMP2 | oil | CT | 2.6 | 8.1343 | 8.2643 | 8.3293 | 0.91 | 2.6 | 1 | 1 | 4.0011 | 2 | 182
BackusMicrogridProjectBMP3 | oil | CT | 2.6 | 8.1343 | 8.2643 | 8.3293 | 0.91 | 2.6 | 1 | 1 | 4.0011 | 2 | 182
BackusMicrogridProjectBMP4 | oil | CT | 2.6 | 8.1343 | 8.2643 | 8.3293 | 0.91 | 2.6 | 1 | 1 | 4.0011 | 2 | 182
BranfordUN10 | oil | CT | 21.8 | 17.1515 | 17.2816 | 17.3466 | 7.63 | 21.8 | 1 | 1 | 33.548 | 2 | 1526
BridgeportEnergyProjectGEN1 | oil | CT | 2.6 | 8.174 | 8.304 | 8.3691 | 0.91 | 2.6 | 1 | 1 | 4.0011 | 2 | 182
BridgeportEnergyProjectGEN2 | oil | CT | 2.6 | 8.174 | 8.304 | 8.3691 | 0.91 | 2.6 | 1 | 1 | 4.0011 | 2 | 182
BridgeStreet12BS2 | oil | CT | 18.6 | 9.2926 | 9.4226 | 9.4877 | 6.51 | 18.6 | 1 | 1 | 28.6235 | 2 | 1302
CosCobUN10 | oil | CT | 25 | 12.0425 | 12.1725 | 12.2375 | 8.75 | 25 | 1 | 1 | 38.4724 | 2 | 1750
CosCobUN11 | oil | CT | 25 | 12.0425 | 12.1725 | 12.2375 | 8.75 | 25 | 1 | 1 | 38.4724 | 2 | 1750
CosCobUN12 | oil | CT | 25 | 12.0425 | 12.1725 | 12.2375 | 8.75 | 25 | 1 | 1 | 38.4724 | 2 | 1750
CosCobUN13 | oil | CT | 20 | 12.0425 | 12.1725 | 12.2375 | 7 | 20 | 1 | 1 | 30.778 | 2 | 1400
CosCobun14 | oil | CT | 20 | 12.0425 | 12.1725 | 12.2375 | 7 | 20 | 1 | 1 | 30.778 | 2 | 1400
DevonStation10 | oil | CT | 18.6 | 0.62217 | 0.75222 | 0.81724 | 6.51 | 18.6 | 1 | 1 | 28.6235 | 2 | 1302
DevonStation11 | oil | CT | 51 | 13.2864 | 13.4164 | 13.4814 | 17.85 | 51 | 1 | 1 | 78.4838 | 2 | 3570
DevonStation12 | oil | CT | 51 | 14.3095 | 14.4395 | 14.5045 | 17.85 | 51 | 1 | 1 | 78.4838 | 2 | 3570
DevonStation13 | oil | CT | 51 | 11.0751 | 11.2051 | 11.2702 | 17.85 | 51 | 1 | 1 | 78.4838 | 2 | 3570
DevonStation14 | oil | CT | 51 | 8.0545 | 8.1845 | 8.2495 | 17.85 | 51 | 1 | 1 | 78.4838 | 2 | 3570
FortHill1234FH1 | oil | CT | 2.6 | 8.0558 | 8.1858 | 8.2509 | 0.91 | 2.6 | 1 | 1 | 4.0011 | 2 | 182
FortHill1234FH2 | oil | CT | 2.6 | 8.0558 | 8.1858 | 8.2509 | 0.91 | 2.6 | 1 | 1 | 4.0011 | 2 | 182
FortHill1234FH3 | oil | CT | 2.6 | 8.0558 | 8.1858 | 8.2509 | 0.91 | 2.6 | 1 | 1 | 4.0011 | 2 | 182
FortHill1234FH4 | oil | CT | 2.6 | 8.0558 | 8.1858 | 8.2509 | 0.91 | 2.6 | 1 | 1 | 4.0011 | 2 | 182
FranklinDriveUN19 | oil | CT | 21.8 | 17.2086 | 17.3386 | 17.4037 | 7.63 | 21.8 | 1 | 1 | 33.548 | 2 | 1526
GaryCourt12GC1 | oil | CT | 2.6 | 8.5252 | 8.6552 | 8.7202 | 0.91 | 2.6 | 1 | 1 | 4.0011 | 2 | 182
GaryCourt12GC2 | oil | CT | 2.6 | 8.5252 | 8.6552 | 8.7202 | 0.91 | 2.6 | 1 | 1 | 4.0011 | 2 | 182
GenConnDevonLLC15 | oil | CT | 60.5 | 7.724 | 7.8541 | 7.9191 | 21.175 | 60.5 | 1 | 1 | 93.1033 | 2 | 4235
GenConnDevonLLC16 | oil | CT | 60.5 | 7.724 | 7.8541 | 7.9191 | 21.175 | 60.5 | 1 | 1 | 93.1033 | 2 | 4235
GenConnDevonLLC17 | oil | CT | 60.5 | 7.724 | 7.8541 | 7.9191 | 21.175 | 60.5 | 1 | 1 | 93.1033 | 2 | 4235
GenConnDevonLLC18 | oil | CT | 60.5 | 7.724 | 7.8541 | 7.9191 | 21.175 | 60.5 | 1 | 1 | 93.1033 | 2 | 4235
JewettCity1JC1 | oil | CT | 2.6 | 8.0776 | 8.2076 | 8.2727 | 0.91 | 2.6 | 1 | 1 | 4.0011 | 2 | 182
MontvilleStation6 | oil | CT | 75 | 11.2334 | 12.6433 | 13.3482 | 26.25 | 75 | 6 | 6 | 126.885 | 3.17 | 5250
MStreetJetNO6 | oil | CT | 414.9 | 12.0313 | 13.4412 | 14.1462 | 145.215 | 414.9 | 6 | 6 | 701.9279 | 3.17 | 29043
NewHavenHarbor3 | oil | CT | 60.5 | 20.9988 | 21.1289 | 21.1939 | 21.175 | 60.5 | 1 | 1 | 93.1033 | 2 | 4235
NewHavenHarbor4 | oil | CT | 60.5 | 20.9988 | 21.1289 | 21.1939 | 21.175 | 60.5 | 1 | 1 | 93.1033 | 2 | 4235
Norden13NORD1 | oil | CT | 2 | 7.8872 | 8.0173 | 8.0823 | 0.7 | 2 | 1 | 1 | 3.0778 | 2 | 140
Norden13NORD2 | oil | CT | 2 | 7.8872 | 8.0173 | 8.0823 | 0.7 | 2 | 1 | 1 | 3.0778 | 2 | 140
Norden13NORD3 | oil | CT | 2 | 7.8872 | 8.0173 | 8.0823 | 0.7 | 2 | 1 | 1 | 3.0778 | 2 | 140
NorthMainStreet5 | oil | CT | 19 | 28.1644 | 28.2945 | 28.3595 | 6.65 | 19 | 1 | 1 | 29.2391 | 2 | 1330
NorwichWWTP1 | oil | CT | 2 | 10.3032 | 10.4332 | 10.4982 | 0.7 | 2 | 1 | 1 | 3.0778 | 2 | 140
TorringtonTerminalUN10 | oil | CT | 21.8 | 16.5832 | 16.7132 | 16.7782 | 7.63 | 21.8 | 1 | 1 | 33.548 | 2 | 1526
WaterburyGeneration10 | oil | CT | 2.6 | 8.0041 | 8.1342 | 8.1992 | 0.91 | 2.6 | 1 | 1 | 4.0011 | 2 | 182
WatersidePowerLLC4 | oil | CT | 2.6 | 8.0041 | 8.1342 | 8.1992 | 0.91 | 2.6 | 1 | 1 | 4.0011 | 2 | 182
WatersRiver2 | oil | CT | 23.2 | 23.8588 | 23.9888 | 24.0539 | 8.12 | 23.2 | 1 | 1 | 35.7024 | 2 | 1624
WaterTreatment12WT1 | oil | CT | 23.2 | 22.4847 | 22.6148 | 22.6798 | 8.12 | 23.2 | 1 | 1 | 35.7024 | 2 | 1624
WaterTreatment12WT2 | oil | CT | 23.2 | 24.3812 | 24.5112 | 24.5763 | 8.12 | 23.2 | 1 | 1 | 35.7024 | 2 | 1624
SLACK1 | slack | CT | 10000 | 10000 | 10000 | 10000 | 0 | 10000 | 1 | 1 | 10000 | 0 | 700000
HQVTI | imports | HQVT_I | 2200 | 0 | 0 | 0 | 0 | 2200 | 1 | 1 | 1 | 0 | 100
ME_hydro | hydro | ME | 684 | 0 | 0 | 0 | 0 | 684 | 1 | 1 | 1 | 0 | 100
MaineIndependenceStationGEN2 | ngcc | ME | 194.6 | 5.8229 | 6.3448 | 6.6058 | 68.11 | 194.6 | 6 | 6 | 242.3422 | 3.17 | 13622
RumfordPowerIncUNT1 | ngcc | ME | 95.1 | 6.1553 | 6.6772 | 6.9381 | 33.285 | 95.1 | 6 | 6 | 118.4314 | 3.17 | 6657
WestWaterStreetG2 | ngcc | ME | 195.5 | 5.3182 | 5.8401 | 6.101 | 68.425 | 195.5 | 6 | 6 | 243.463 | 3.17 | 13685
AndroscogginEnergyCenterCT01 | ngct | ME | 54.5 | 1.872 | 2.0021 | 2.0671 | 19.075 | 54.5 | 1 | 1 | 83.8699 | 2 | 3815
AndroscogginEnergyCenterCT02 | ngct | ME | 54.5 | 7.566 | 7.6961 | 7.7611 | 19.075 | 54.5 | 1 | 1 | 83.8699 | 2 | 3815
AndroscogginEnergyCenterCT03 | ngct | ME | 54.5 | 20.0678 | 20.1978 | 20.2629 | 19.075 | 54.5 | 1 | 1 | 83.8699 | 2 | 3815
EasternMaineMedicalCenterCOGE | ngct | ME | 3.8 | 12.3608 | 12.4909 | 12.5559 | 1.33 | 3.8 | 1 | 1 | 5.8478 | 2 | 266
MaineIndependenceStationGEN3 | ngct | ME | 177.8 | 5.8229 | 6.3448 | 6.6058 | 62.23 | 177.8 | 1 | 1 | 221.4206 | 2 | 12446
ManchesterStreetG10A | ngct | ME | 177.8 | 5.8229 | 6.3448 | 6.6058 | 62.23 | 177.8 | 1 | 1 | 221.4206 | 2 | 12446
RumfordPowerIncUNT2 | ngct | ME | 179.4 | 6.1553 | 6.6772 | 6.9381 | 62.79 | 179.4 | 1 | 1 | 223.4131 | 2 | 12558
WestWaterStreetG3 | ngct | ME | 184.2 | 5.3182 | 5.8401 | 6.101 | 64.47 | 184.2 | 1 | 1 | 229.3908 | 2 | 12894
WestWaterStreetG4 | ngct | ME | 184.2 | 5.3182 | 5.8401 | 6.101 | 64.47 | 184.2 | 1 | 1 | 229.3908 | 2 | 12894
WilliamFWyman1 | oil | ME | 50 | 10.6697 | 12.0796 | 12.7846 | 17.5 | 50 | 6 | 6 | 84.59 | 3.17 | 3500
WilliamFWyman2 | oil | ME | 50 | 10.4686 | 11.8785 | 12.5834 | 17.5 | 50 | 6 | 6 | 84.59 | 3.17 | 3500
WilliamFWyman4 | oil | ME | 632.4 | 7.9583 | 9.3682 | 10.0732 | 221.34 | 632.4 | 6 | 6 | 1069.8944 | 3.17 | 44268
SLACK2 | slack | ME | 10000 | 10000 | 10000 | 10000 | 0 | 10000 | 1 | 1 | 10000 | 0 | 700000
NBMEI | imports | NBME_I | 1000 | 0 | 0 | 0 | 0 | 1000 | 1 | 1 | 1 | 0 | 100
NEMA_hydro | hydro | NEMA | 45.1 | 0 | 0 | 0 | 0 | 45.1 | 1 | 1 | 1 | 0 | 100
ForeRiverGeneratingStationGT11 | ngcc | NEMA | 315 | 5.7846 | 6.3065 | 6.5674 | 110.25 | 315 | 6 | 6 | 392.2806 | 3.17 | 22050
GeneralElectricAircraftEnginesGEN5 | ngcc | NEMA | 10 | 2.2858 | 2.8077 | 3.0686 | 3.5 | 10 | 6 | 6 | 12.4534 | 3.17 | 700
GeneralElectricAircraftEnginesGEN6 | ngcc | NEMA | 10 | 2.2858 | 2.8077 | 3.0686 | 3.5 | 10 | 6 | 6 | 12.4534 | 3.17 | 700
GeneralElectricAircraftEnginesGEN7 | ngcc | NEMA | 12.5 | 2.2858 | 2.8077 | 3.0686 | 4.375 | 12.5 | 6 | 6 | 15.5667 | 3.17 | 875
GilletteSBMCCTG3 | ngcc | NEMA | 5 | 3.2047 | 3.7266 | 3.9876 | 1.75 | 5 | 6 | 6 | 6.2267 | 3.17 | 350
KendallSquareStation3 | ngcc | NEMA | 27.2 | 0.85805 | 1.3799 | 1.6409 | 9.52 | 27.2 | 6 | 6 | 33.8731 | 3.17 | 1904
MedicalAreaTotalEnergyPlantCT2 | ngcc | NEMA | 11 | 3.8248 | 4.3467 | 4.6077 | 3.85 | 11 | 6 | 6 | 13.6987 | 3.17 | 770
MedicalAreaTotalEnergyPlantCT3 | ngcc | NEMA | 11 | 3.8248 | 4.3467 | 4.6077 | 3.85 | 11 | 6 | 6 | 13.6987 | 3.17 | 770
MysticGeneratingStation7 | ngcc | NEMA | 315 | 5.8817 | 6.4036 | 6.6646 | 110.25 | 315 | 6 | 6 | 392.2806 | 3.17 | 22050
MysticGeneratingStationGT81 | ngcc | NEMA | 315 | 5.8817 | 6.4036 | 6.6646 | 110.25 | 315 | 6 | 6 | 392.2806 | 3.17 | 22050
RousselotIncGEN3 | ngcc | NEMA | 3.7 | 33.1204 | 33.6423 | 33.9032 | 1.295 | 3.7 | 6 | 6 | 4.6077 | 3.17 | 259
SalemHarborStationNGCC1 | ngcc | NEMA | 158.4 | 17.4352 | 17.9571 | 18.2181 | 55.44 | 158.4 | 6 | 6 | 197.2611 | 3.17 | 11088
SalemHarborStationNGCC2 | ngcc | NEMA | 158.4 | 16.8505 | 17.3724 | 17.6334 | 55.44 | 158.4 | 6 | 6 | 197.2611 | 3.17 | 11088
TannerStreetGenerationTRENT | ngcc | NEMA | 27.1 | 7.4207 | 7.9426 | 8.2035 | 9.485 | 27.1 | 6 | 6 | 33.7486 | 3.17 | 1897
UnivofMassachusettsMedicalCenterGEN1 | ngcc | NEMA | 2.5 | 4.7364 | 5.2583 | 5.5192 | 0.875 | 2.5 | 6 | 6 | 3.1133 | 3.17 | 175
UnivofMassachusettsMedicalCenterGEN2 | ngcc | NEMA | 2.5 | 4.7364 | 5.2583 | 5.5192 | 0.875 | 2.5 | 6 | 6 | 3.1133 | 3.17 | 175
UnivofMassachusettsMedicalCenterGEN3 | ngcc | NEMA | 5 | 4.7364 | 5.2583 | 5.5192 | 1.75 | 5 | 6 | 6 | 6.2267 | 3.17 | 350
BostonMedicalCenterCHPPlantCOGEN | ngct | NEMA | 2 | 8.5059 | 9.0278 | 9.2887 | 0.7 | 2 | 1 | 1 | 2.4907 | 2 | 140
ForeRiverGeneratingStationGT12 | ngct | NEMA | 278.6 | 5.7846 | 6.3065 | 6.5674 | 97.51 | 278.6 | 1 | 1 | 346.9504 | 2 | 19502
ForeRiverGeneratingStationST15 | ngct | NEMA | 278.6 | 5.7846 | 6.3065 | 6.5674 | 97.51 | 278.6 | 1 | 1 | 346.9504 | 2 | 19502
GilletteSBMCTG2 | ngct | NEMA | 7.2 | 13.1093 | 13.2394 | 13.3044 | 2.52 | 7.2 | 1 | 1 | 11.0801 | 2 | 504
HighStreetStation1 | ngct | NEMA | 1.2 | 9.8718 | 10.3936 | 10.6546 | 0.42 | 1.2 | 1 | 1 | 1.4944 | 2 | 84
HighStreetStation10 | ngct | NEMA | 1.2 | 9.8718 | 10.3936 | 10.6546 | 0.42 | 1.2 | 1 | 1 | 1.4944 | 2 | 84
HighStreetStation11 | ngct | NEMA | 1.2 | 9.8718 | 10.3936 | 10.6546 | 0.42 | 1.2 | 1 | 1 | 1.4944 | 2 | 84
HighStreetStation12 | ngct | NEMA | 1.2 | 9.8718 | 10.3936 | 10.6546 | 0.42 | 1.2 | 1 | 1 | 1.4944 | 2 | 84
HighStreetStation2 | ngct | NEMA | 1.3 | 9.8718 | 10.3937 | 10.6547 | 0.455 | 1.3 | 1 | 1 | 1.6189 | 2 | 91
HighStreetStation6 | ngct | NEMA | 1.1 | 9.8717 | 10.3936 | 10.6545 | 0.385 | 1.1 | 1 | 1 | 1.3699 | 2 | 77
HighStreetStation7 | ngct | NEMA | 1.3 | 9.8718 | 10.3937 | 10.6547 | 0.455 | 1.3 | 1 | 1 | 1.6189 | 2 | 91
KendallSquareStationGEN4 | ngct | NEMA | 186.2 | 4.0567 | 4.5786 | 4.8396 | 65.17 | 186.2 | 1 | 1 | 231.8814 | 2 | 13034
MasspowerGEN1 | ngct | NEMA | 21.2 | 3.9595 | 4.0896 | 4.1546 | 7.42 | 21.2 | 1 | 1 | 32.6246 | 2 | 1484
MedicalAreaTotalEnergyPlantSTG2 | ngct | NEMA | 12.5 | 9.5039 | 9.634 | 9.699 | 4.375 | 12.5 | 1 | 1 | 19.2362 | 2 | 875
MedicalAreaTotalEnergyPlantSTG3 | ngct | NEMA | 12.5 | 9.5039 | 9.634 | 9.699 | 4.375 | 12.5 | 1 | 1 | 19.2362 | 2 | 875
Merrimack1 | ngct | NEMA | 13.8 | 9.5039 | 9.634 | 9.699 | 4.83 | 13.8 | 1 | 1 | 21.2368 | 2 | 966
MysticGeneratingStationGT82 | ngct | NEMA | 278.6 | 5.8817 | 6.4036 | 6.6646 | 97.51 | 278.6 | 1 | 1 | 346.9504 | 2 | 19502
MysticGeneratingStationGT93 | ngct | NEMA | 278.6 | 5.8817 | 6.4036 | 6.6646 | 97.51 | 278.6 | 1 | 1 | 346.9504 | 2 | 19502
MysticGeneratingStationGT94 | ngct | NEMA | 278.6 | 5.8817 | 6.4036 | 6.6646 | 97.51 | 278.6 | 1 | 1 | 346.9504 | 2 | 19502
MysticGeneratingStationST85 | ngct | NEMA | 278.6 | 5.8817 | 6.4036 | 6.6646 | 97.51 | 278.6 | 1 | 1 | 346.9504 | 2 | 19502
SalemHarborStationNGCC3 | ngct | NEMA | 240.7 | 5.1225 | 5.6444 | 5.9053 | 84.245 | 240.7 | 1 | 1 | 299.7522 | 2 | 16849
SalemHarborStationNGCC4 | ngct | NEMA | 240.7 | 5.1225 | 5.6444 | 5.9053 | 84.245 | 240.7 | 1 | 1 | 299.7522 | 2 | 16849
SimondsGEN1 | ngct | NEMA | 0.6 | 9.5708 | 10.0927 | 10.3536 | 0.21 | 0.6 | 1 | 1 | 0.7472 | 2 | 42
SimondsGEN2 | ngct | NEMA | 0.6 | 9.5708 | 10.0927 | 10.3536 | 0.21 | 0.6 | 1 | 1 | 0.7472 | 2 | 42
SimondsGEN3 | ngct | NEMA | 0.6 | 9.5708 | 10.0927 | 10.3536 | 0.21 | 0.6 | 1 | 1 | 0.7472 | 2 | 42
TannerStreetGenerationVAX | ngct | NEMA | 57.9 | 7.4207 | 7.9426 | 8.2035 | 20.265 | 57.9 | 1 | 1 | 72.1049 | 2 | 4053
UnivofMassachusettsMedicalCenterGEN4 | ngct | NEMA | 7.5 | 7.5777 | 7.7078 | 7.7728 | 2.625 | 7.5 | 1 | 1 | 11.5417 | 2 | 525
WatersidePowerLLC7 | ngct | NEMA | 21.3 | 14.9628 | 15.0929 | 15.1579 | 7.455 | 21.3 | 1 | 1 | 32.7785 | 2 | 1491
WatersRiver1 | ngct | NEMA | 43.6 | 7.9031 | 8.0332 | 8.0982 | 15.26 | 43.6 | 1 | 1 | 67.096 | 2 | 3052
WellesleyCollegeCentralUtilityPlant1118 | ngct | NEMA | 1.3 | 9.8421 | 9.9721 | 10.0371 | 0.455 | 1.3 | 1 | 1 | 2.0006 | 2 | 91
WellesleyCollegeCentralUtilityPlant1119 | ngct | NEMA | 1.3 | 9.8421 | 9.9721 | 10.0371 | 0.455 | 1.3 | 1 | 1 | 2.0006 | 2 | 91
WellesleyCollegeCentralUtilityPlant1120 | ngct | NEMA | 1.3 | 9.8421 | 9.9721 | 10.0371 | 0.455 | 1.3 | 1 | 1 | 2.0006 | 2 | 91
WellesleyCollegeCentralUtilityPlant8187 | ngct | NEMA | 1.9 | 9.8421 | 9.9721 | 10.0371 | 0.665 | 1.9 | 1 | 1 | 2.9239 | 2 | 133
WestbrookEnergyCenterPowerPlantGTG1 | ngct | NEMA | 4.1 | 16.7547 | 16.8847 | 16.9498 | 1.435 | 4.1 | 1 | 1 | 6.3095 | 2 | 287
SLACK3 | slack | NEMA | 10000 | 10000 | 10000 | 10000 | 0 | 10000 | 1 | 1 | 10000 | 0 | 700000
MerrimackGT1 | coal | NH | 345.6 | 9.8143 | 11.0441 | 11.659 | 120.96 | 86.4 | 12 | 12 | 550.3927 | 4.6 | 24192
Schiller4 | coal | NH | 50 | 11.7379 | 12.9678 | 13.5827 | 17.5 | 12.5 | 12 | 12 | 79.6286 | 4.6 | 3500
Schiller6 | coal | NH | 50 | 11.7147 | 12.9446 | 13.5595 | 17.5 | 12.5 | 12 | 12 | 79.6286 | 4.6 | 3500
NH_hydro | hydro | NH | 511.7 | 0 | 0 | 0 | 0 | 511.7 | 1 | 1 | 1 | 0 | 100
EssentialPowerNewingtonLLCGT1 | ngcc | NH | 234.3 | 5.8724 | 6.3943 | 6.6552 | 82.005 | 234.3 | 6 | 6 | 291.7821 | 3.17 | 16401
GraniteRidgeCT11 | ngcc | NH | 270 | 5.5324 | 6.0543 | 6.3153 | 94.5 | 270 | 6 | 6 | 336.2405 | 3.17 | 18900
EssentialPowerNewingtonLLCGT2 | ngct | NH | 185.6 | 5.8724 | 6.3943 | 6.6552 | 64.96 | 185.6 | 1 | 1 | 231.1342 | 2 | 12992
EssentialPowerNewingtonLLCST | ngct | NH | 185.6 | 5.8724 | 6.3943 | 6.6552 | 64.96 | 185.6 | 1 | 1 | 231.1342 | 2 | 12992
GraniteRidgeCT12 | ngct | NH | 260 | 5.5324 | 6.0543 | 6.3153 | 91 | 260 | 1 | 1 | 323.7872 | 2 | 18200
GraniteRidgeSTG | ngct | NH | 260 | 5.5324 | 6.0543 | 6.3153 | 91 | 260 | 1 | 1 | 323.7872 | 2 | 18200
HamptonFacilityGEN8 | ngct | NH | 5 | 9.7704 | 9.9004 | 9.9655 | 1.75 | 5 | 1 | 1 | 7.6945 | 2 | 350
DartmouthCollegeHeatingPlantGEN3 | oil | NH | 3 | 22.9354 | 24.3453 | 25.0503 | 1.05 | 3 | 6 | 6 | 5.0754 | 3.17 | 210
LostNationGT1 | oil | NH | 18 | 46.7964 | 46.9264 | 46.9915 | 6.3 | 18 | 1 | 1 | 27.7002 | 2 | 1260
MerrimackGT2 | oil | NH | 18.6 | 10.8612 | 10.9912 | 11.0563 | 6.51 | 18.6 | 1 | 1 | 28.6235 | 2 | 1302
Middletown12 | oil | NH | 18.6 | 10.8612 | 10.9912 | 11.0563 | 6.51 | 18.6 | 1 | 1 | 28.6235 | 2 | 1302
Newington1 | oil | NH | 414 | 11.5715 | 12.9814 | 13.6863 | 144.9 | 414 | 6 | 6 | 700.4053 | 3.17 | 28980
SLACK4 | slack | NH | 10000 | 10000 | 10000 | 10000 | 0 | 10000 | 1 | 1 | 10000 | 0 | 700000
NYCTI | imports | NYCT_I | 720 | 0 | 0 | 0 | 0 | 720 | 1 | 1 | 1 | 0 | 100
NYVTI | imports | NYVT_I | 720 | 0 | 0 | 0 | 0 | 720 | 1 | 1 | 1 | 0 | 100
NYWCMAI | imports | NYWCMA_I | 180 | 0 | 0 | 0 | 0 | 180 | 1 | 1 | 1 | 0 | 100
RI_hydro | hydro | RI | 1.6 | 0 | 0 | 0 | 0 | 1.6 | 1 | 1 | 1 | 0 | 100
ManchesterStreetG11A | ngcc | RI | 48 | 6.8541 | 7.376 | 7.637 | 16.8 | 48 | 6 | 6 | 59.7761 | 3.17 | 3360
ManchesterStreetGE10 | ngcc | RI | 46 | 6.8541 | 7.376 | 7.637 | 16.1 | 46 | 6 | 6 | 57.2854 | 3.17 | 3220
ManchesterStreetGE11 | ngcc | RI | 46 | 6.8541 | 7.376 | 7.637 | 16.1 | 46 | 6 | 6 | 57.2854 | 3.17 | 3220
OceanStatePowerGEN1 | ngcc | RI | 88.6 | 6.1237 | 6.6456 | 6.9066 | 31.01 | 88.6 | 6 | 6 | 110.3367 | 3.17 | 6202
OceanStatePowerIIGEN1 | ngcc | RI | 88.6 | 6.746 | 7.2679 | 7.5289 | 31.01 | 88.6 | 6 | 6 | 110.3367 | 3.17 | 6202
PawtucketPowerAssociatesGEN1 | ngcc | RI | 27 | 7.7634 | 8.2853 | 8.5462 | 9.45 | 27 | 6 | 6 | 33.6241 | 3.17 | 1890
RhodeIslandHospitalGEN2 | ngcc | RI | 1.7 | 3.9852 | 4.5071 | 4.7681 | 0.595 | 1.7 | 6 | 6 | 2.1171 | 3.17 | 119
RhodeIslandHospitalGEN4 | ngcc | RI | 1.7 | 3.9852 | 4.5071 | 4.7681 | 0.595 | 1.7 | 6 | 6 | 2.1171 | 3.17 | 119
RhodeIslandHospitalNEW1 | ngcc | RI | 3.5 | 3.9852 | 4.5071 | 4.7681 | 1.225 | 3.5 | 6 | 6 | 4.3587 | 3.17 | 245
RhodeIslandHospitalNEW3 | ngcc | RI | 3.5 | 3.9852 | 4.5071 | 4.7681 | 1.225 | 3.5 | 6 | 6 | 4.3587 | 3.17 | 245
RhodeIslandStateEnergyCenterCTG1 | ngcc | RI | 204 | 5.4072 | 5.929 | 6.19 | 71.4 | 204 | 6 | 6 | 254.0484 | 3.17 | 14280
TivertonPowerPlantUNT1 | ngcc | RI | 93.2 | 5.5074 | 6.0293 | 6.2903 | 32.62 | 93.2 | 6 | 6 | 116.0652 | 3.17 | 6524
CentralPowerPlantGEN5 | ngct | RI | 3.5 | 15.3935 | 15.5236 | 15.5886 | 1.225 | 3.5 | 1 | 1 | 5.3861 | 2 | 245
CentralPowerPlantGEN6 | ngct | RI | 3.5 | 15.3935 | 15.5236 | 15.5886 | 1.225 | 3.5 | 1 | 1 | 5.3861 | 2 | 245
CentralPowerPlantGEN7 | ngct | RI | 2 | 9.3181 | 9.4481 | 9.5132 | 0.7 | 2 | 1 | 1 | 3.0778 | 2 | 140
ManchesterStreetGE9A | ngct | RI | 125 | 6.8541 | 7.376 | 7.637 | 43.75 | 125 | 1 | 1 | 155.6669 | 2 | 8750
ManchesterStreetGEN9 | ngct | RI | 125 | 6.8541 | 7.376 | 7.637 | 43.75 | 125 | 1 | 1 | 155.6669 | 2 | 8750
MassInstTechCntrlUtilitiesCogenPltCTG1 | ngct | RI | 125 | 6.8541 | 7.376 | 7.637 | 43.75 | 125 | 1 | 1 | 155.6669 | 2 | 8750
OceanStatePowerGEN2 | ngct | RI | 82.8 | 6.1237 | 6.6456 | 6.9066 | 28.98 | 82.8 | 1 | 1 | 103.1138 | 2 | 5796
OceanStatePowerGEN3 | ngct | RI | 82.8 | 6.1237 | 6.6456 | 6.9066 | 28.98 | 82.8 | 1 | 1 | 103.1138 | 2 | 5796
OceanStatePowerIIGEN2 | ngct | RI | 82.8 | 6.746 | 7.2679 | 7.5289 | 28.98 | 82.8 | 1 | 1 | 103.1138 | 2 | 5796
OceanStatePowerIIGEN3 | ngct | RI | 82.8 | 6.746 | 7.2679 | 7.5289 | 28.98 | 82.8 | 1 | 1 | 103.1138 | 2 | 5796
PawtucketPowerAssociatesGEN2 | ngct | RI | 41.8 | 7.7634 | 8.2853 | 8.5462 | 14.63 | 41.8 | 1 | 1 | 52.055 | 2 | 2926
RhodeIslandStateEnergyCenterCTG2 | ngct | RI | 196 | 5.4072 | 5.929 | 6.19 | 68.6 | 196 | 1 | 1 | 244.0857 | 2 | 13720
RhodeIslandStateEnergyCenterSTG1 | ngct | RI | 196 | 5.4072 | 5.929 | 6.19 | 68.6 | 196 | 1 | 1 | 244.0857 | 2 | 13720
TivertonPowerPlantUNT2 | ngct | RI | 179.3 | 5.5074 | 6.0293 | 6.2903 | 62.755 | 179.3 | 1 | 1 | 223.2886 | 2 | 12551
TorayPlasticAmericasCHPPlantCG1 | ngct | RI | 7.5 | 11.2913 | 11.4214 | 11.4864 | 2.625 | 7.5 | 1 | 1 | 11.5417 | 2 | 525
TorayPlasticAmericasCHPPlantKG12 | ngct | RI | 5 | 6.824 | 6.954 | 7.0191 | 1.75 | 5 | 1 | 1 | 7.6945 | 2 | 350
TorayPlasticAmericasCHPPlantKG18 | ngct | RI | 7.5 | 6.824 | 6.954 | 7.0191 | 2.625 | 7.5 | 1 | 1 | 11.5417 | 2 | 525
SLACK5 | slack | RI | 10000 | 10000 | 10000 | 10000 | 0 | 10000 | 1 | 1 | 10000 | 0 | 700000
ANPBellinghamEnergyProjectU1 | ngcc | SEMA | 289 | 5.8706 | 6.3925 | 6.6535 | 101.15 | 289 | 6 | 6 | 359.9019 | 3.17 | 20230
ANPBellinghamEnergyProjectU2 | ngcc | SEMA | 289 | 5.8706 | 6.3925 | 6.6535 | 101.15 | 289 | 6 | 6 | 359.9019 | 3.17 | 20230
ANPBlackstoneEnergyProjectU1 | ngcc | SEMA | 289 | 5.5505 | 6.0724 | 6.3333 | 101.15 | 289 | 6 | 6 | 359.9019 | 3.17 | 20230
ANPBlackstoneEnergyProjectU2 | ngcc | SEMA | 289 | 5.5505 | 6.0724 | 6.3333 | 101.15 | 289 | 6 | 6 | 359.9019 | 3.17 | 20230
BellinghamCogenerationFacilityCT1 | ngcc | SEMA | 128.7 | 6.9756 | 7.4975 | 7.7584 | 45.045 | 128.7 | 6 | 6 | 160.2747 | 3.17 | 9009
ClearyFlood8 | ngcc | SEMA | 95 | 9.8438 | 10.3657 | 10.6266 | 33.25 | 95 | 6 | 6 | 118.3069 | 3.17 | 6650
DartmouthPowerAssociatesLPGEN1 | ngcc | SEMA | 32.2 | 7.3682 | 7.8901 | 8.151 | 11.27 | 32.2 | 6 | 6 | 40.0998 | 3.17 | 2254
DightonPowerPlantUNT1 | ngcc | SEMA | 200 | 5.9731 | 6.1032 | 6.1682 | 70 | 200 | 6 | 6 | 307.7796 | 3.17 | 14000
MilfordPowerLPST1 | ngcc | SEMA | 120.4 | 6.5717 | 7.0936 | 7.3545 | 42.14 | 120.4 | 6 | 6 | 149.9384 | 3.17 | 8428
PotterStation2CC2 | ngcc | SEMA | 25 | 8.3906 | 8.9125 | 9.1734 | 8.75 | 25 | 6 | 6 | 31.1334 | 3.17 | 1750
BellinghamCogenerationFacilityCT2 | ngct | SEMA | 128.7 | 6.9756 | 7.4975 | 7.7584 | 45.045 | 128.7 | 1 | 1 | 160.2747 | 2 | 9009
BellinghamCogenerationFacilityST1 | ngct | SEMA | 128.7 | 6.9756 | 7.4975 | 7.7584 | 45.045 | 128.7 | 1 | 1 | 160.2747 | 2 | 9009
BridgewaterComplexCoGenerationPlantCG1 | ngct | SEMA | 1.5 | 8.4075 | 8.5375 | 8.6026 | 0.525 | 1.5 | 1 | 1 | 2.3083 | 2 | 105
ClearyFlood9A | ngct | SEMA | 23 | 9.8438 | 10.3657 | 10.6266 | 8.05 | 23 | 1 | 1 | 28.6427 | 2 | 1610
DartmouthPowerAssociatesLPGEN2 | ngct | SEMA | 41.9 | 7.3682 | 7.8901 | 8.151 | 14.665 | 41.9 | 1 | 1 | 52.1795 | 2 | 2933
DartmouthPowerAssociatesLPGEN3 | ngct | SEMA | 23.3 | 7.0416 | 7.1716 | 7.2366 | 8.155 | 23.3 | 1 | 1 | 35.8563 | 2 | 1631
MilfordPowerProjectCA01 | ngct | SEMA | 128.9 | 6.5717 | 7.0936 | 7.3545 | 45.115 | 128.9 | 1 | 1 | 160.5237 | 2 | 9023
PotterStation2CC3 | ngct | SEMA | 76 | 8.3906 | 8.9125 | 9.1734 | 26.6 | 76 | 1 | 1 | 94.6455 | 2 | 5320
PotterStation2WAT1 | ngct | SEMA | 58 | 8.064 | 8.194 | 8.259 | 20.3 | 58 | 1 | 1 | 89.2561 | 2 | 4060
PotterStation2WAT2 | ngct | SEMA | 58 | 8.064 | 8.194 | 8.259 | 20.3 | 58 | 1 | 1 | 89.2561 | 2 | 4060
Canal1 | oil | SEMA | 585 | 8.6242 | 10.0342 | 10.7391 | 204.75 | 585 | 6 | 6 | 989.7031 | 3.17 | 40950
ClearyFloodCA9 | oil | SEMA | 28.3 | 13.3018 | 14.7117 | 15.4167 | 9.905 | 28.3 | 6 | 6 | 47.8779 | 3.17 | 1981
ExelonMedwayLLCGT1 | oil | SEMA | 45 | 22.9786 | 23.1086 | 23.1737 | 15.75 | 45 | 1 | 1 | 69.2504 | 2 | 3150
ExelonMedwayLLCGT2 | oil | SEMA | 45 | 22.9786 | 23.1086 | 23.1737 | 15.75 | 45 | 1 | 1 | 69.2504 | 2 | 3150
ExelonMedwayLLCGT3 | oil | SEMA | 45 | 22.9786 | 23.1086 | 23.1737 | 15.75 | 45 | 1 | 1 | 69.2504 | 2 | 3150
OakBluffsDieselGeneratingFacilityUN1 | oil | SEMA | 2.7 | 7.9802 | 8.1102 | 8.1752 | 0.945 | 2.7 | 1 | 1 | 4.155 | 2 | 189
OakBluffsDieselGeneratingFacilityUN2 | oil | SEMA | 2.7 | 7.9802 | 8.1102 | 8.1752 | 0.945 | 2.7 | 1 | 1 | 4.155 | 2 | 189
OakBluffsDieselGeneratingFacilityUN3 | oil | SEMA | 2.7 | 7.9802 | 8.1102 | 8.1752 | 0.945 | 2.7 | 1 | 1 | 4.155 | 2 | 189
WestbrookEnergyCenterPowerPlantGTG2 | oil | SEMA | 2.7 | 8.2045 | 8.3346 | 8.3996 | 0.945 | 2.7 | 1 | 1 | 4.155 | 2 | 189
WestbrookEnergyCenterPowerPlantSTG3 | oil | SEMA | 2.7 | 8.2045 | 8.3346 | 8.3996 | 0.945 | 2.7 | 1 | 1 | 4.155 | 2 | 189
WestGrotonCHPG1 | oil | SEMA | 2.5 | 7.5462 | 7.6762 | 7.7412 | 0.875 | 2.5 | 1 | 1 | 3.8472 | 2 | 175
WestTisburyGeneratingFacilityUN1 | oil | SEMA | 2.5 | 7.5462 | 7.6762 | 7.7412 | 0.875 | 2.5 | 1 | 1 | 3.8472 | 2 | 175
WestTisburyGeneratingFacilityUN2 | oil | SEMA | 2.5 | 7.5462 | 7.6762 | 7.7412 | 0.875 | 2.5 | 1 | 1 | 3.8472 | 2 | 175
WestWaterStreetG1 | oil | SEMA | 2.5 | 7.5462 | 7.6762 | 7.7412 | 0.875 | 2.5 | 1 | 1 | 3.8472 | 2 | 175
SLACK6 | slack | SEMA | 10000 | 10000 | 10000 | 10000 | 0 | 10000 | 1 | 1 | 10000 | 0 | 700000
VT_hydro | hydro | VT | 327.1 | 0 | 0 | 0 | 0 | 327.1 | 1 | 1 | 1 | 0 | 100
AscutneyGT4 | oil | VT | 13.2 | 44.54 | 44.67 | 44.735 | 4.62 | 13.2 | 1 | 1 | 20.3135 | 2 | 924
Berlin5GT1 | oil | VT | 41.8 | 14.2484 | 14.3784 | 14.4435 | 14.63 | 41.8 | 1 | 1 | 64.3259 | 2 | 2926
BurlingtonGTGT1 | oil | VT | 25.5 | 18.4447 | 18.5748 | 18.6398 | 8.925 | 25.5 | 1 | 1 | 39.2419 | 2 | 1785
EssexJunction19IC6 | oil | VT | 2 | 8.4456 | 8.5756 | 8.6407 | 0.7 | 2 | 1 | 1 | 3.0778 | 2 | 140
EssexJunction19IC7 | oil | VT | 2 | 8.4456 | 8.5756 | 8.6407 | 0.7 | 2 | 1 | 1 | 3.0778 | 2 | 140
EssexJunction19IC8 | oil | VT | 2 | 8.4456 | 8.5756 | 8.6407 | 0.7 | 2 | 1 | 1 | 3.0778 | 2 | 140
RutlandGT5 | oil | VT | 13.2 | 23.5392 | 23.6693 | 23.7343 | 4.62 | 13.2 | 1 | 1 | 20.3135 | 2 | 924
Vergennes95 | oil | VT | 2 | 8.1504 | 8.2805 | 8.3455 | 0.7 | 2 | 1 | 1 | 3.0778 | 2 | 140
Vergennes96 | oil | VT | 2 | 8.1504 | 8.2805 | 8.3455 | 0.7 | 2 | 1 | 1 | 3.0778 | 2 | 140
SLACK7 | slack | VT | 10000 | 10000 | 10000 | 10000 | 0 | 10000 | 1 | 1 | 10000 | 0 | 700000
WCMA_hydro | hydro | WCMA | 1991.1 | 0 | 0 | 0 | 0 | 1991.1 | 1 | 1 | 1 | 0 | 100
AmherstCollegeCoGenCTG | ngcc | WCMA | 0.5 | 95.0729 | 95.5948 | 95.8557 | 0.175 | 0.5 | 6 | 6 | 0.62267 | 3.17 | 35
BerkshirePowerGEN2 | ngcc | WCMA | 289 | 5.8478 | 6.3697 | 6.6306 | 101.15 | 289 | 6 | 6 | 359.9019 | 3.17 | 20230
EssentialPowerMassachusettsLLC3 | ngcc | WCMA | 113.6 | 12.9765 | 13.4984 | 13.7593 | 39.76 | 113.6 | 6 | 6 | 141.4701 | 3.17 | 7952
IndianOrchardPlant1TG | ngcc | WCMA | 5.7 | 61.5162 | 62.0381 | 62.299 | 1.995 | 5.7 | 6 | 6 | 7.0984 | 3.17 | 399
MasspowerGEN2 | ngcc | WCMA | 80.9 | 6.4901 | 7.012 | 7.273 | 28.315 | 80.9 | 6 | 6 | 100.7476 | 3.17 | 5663
MillenniumPowerST01 | ngcc | WCMA | 132.3 | 5.4762 | 5.9981 | 6.259 | 46.305 | 132.3 | 6 | 6 | 164.7579 | 3.17 | 9261
NortonPowerhouseGEN1 | ngcc | WCMA | 2.5 | 28.3705 | 28.8924 | 29.1533 | 0.875 | 2.5 | 6 | 6 | 3.1133 | 3.17 | 175
NortonPowerhouseGEN2 | ngcc | WCMA | 3.1 | 34.1319 | 34.6538 | 34.9147 | 1.085 | 3.1 | 6 | 6 | 3.8605 | 3.17 | 217
PittsfieldGeneratingLPGEN1 | ngcc | WCMA | 53.4 | 7.0317 | 7.5536 | 7.8146 | 18.69 | 53.4 | 6 | 6 | 66.5009 | 3.17 | 3738
WilliamsCollegeCampusCHPGEN2 | ngcc | WCMA | 3 | 60.6012 | 61.1231 | 61.384 | 1.05 | 3 | 6 | 6 | 3.736 | 3.17 | 210
AmherstCollegeCoGenSTG | ngct | WCMA | 1.2 | 15.8467 | 15.9767 | 16.0417 | 0.42 | 1.2 | 1 | 1 | 1.8467 | 2 | 84
ClarkUniversityGEN2 | ngct | WCMA | 2 | 8.4075 | 8.5375 | 8.6026 | 0.7 | 2 | 1 | 1 | 3.0778 | 2 | 140
ErvingPaperMills3 | ngct | WCMA | 5.6 | 11.2154 | 11.3454 | 11.4104 | 1.96 | 5.6 | 1 | 1 | 8.6178 | 2 | 392
EssentialPowerMassachusettsLLCGT1 | ngct | WCMA | 60 | 9.2069 | 9.337 | 9.402 | 21 | 60 | 1 | 1 | 92.3339 | 2 | 4200
EssentialPowerMassachusettsLLCGT2 | ngct | WCMA | 60 | 9.2069 | 9.337 | 9.402 | 21 | 60 | 1 | 1 | 92.3339 | 2 | 4200
MasspowerGEN3 | ngct | WCMA | 90 | 6.4901 | 7.012 | 7.273 | 31.5 | 90 | 1 | 1 | 112.0802 | 2 | 6300
MedicalAreaTotalEnergyPlantCT1 | ngct | WCMA | 90 | 6.4901 | 7.012 | 7.273 | 31.5 | 90 | 1 | 1 | 112.0802 | 2 | 6300
MontvilleStation5 | ngct | WCMA | 295.2 | 5.4762 | 5.9981 | 6.259 | 103.32 | 295.2 | 1 | 1 | 367.623 | 2 | 20664
PittsfieldGeneratingLPGEN2 | ngct | WCMA | 40.7 | 7.0317 | 7.5536 | 7.8146 | 14.245 | 40.7 | 1 | 1 | 50.6851 | 2 | 2849
PittsfieldGeneratingLPGEN3 | ngct | WCMA | 40.7 | 7.0317 | 7.5536 | 7.8146 | 14.245 | 40.7 | 1 | 1 | 50.6851 | 2 | 2849
PittsfieldGeneratingLPGEN4 | ngct | WCMA | 40.7 | 7.0317 | 7.5536 | 7.8146 | 14.245 | 40.7 | 1 | 1 | 50.6851 | 2 | 2849
SmithCollegeCentralHeatingPlantGT1 | ngct | WCMA | 5.3 | 15.5238 | 15.6538 | 15.7189 | 1.855 | 5.3 | 1 | 1 | 8.1562 | 2 | 371
DoreenDORE | oil | WCMA | 21.1 | 23.4442 | 23.5743 | 23.6393 | 7.385 | 21.1 | 1 | 1 | 32.4707 | 2 | 1477
EssentialPowerMassachusettsLLCWS10 | oil | WCMA | 17 | 9.2069 | 9.337 | 9.402 | 5.95 | 17 | 1 | 1 | 26.1613 | 2 | 1190
FrontStreet1 | oil | WCMA | 2.7 | 8.171 | 8.3011 | 8.3661 | 0.945 | 2.7 | 1 | 1 | 4.155 | 2 | 189
FrontStreet2 | oil | WCMA | 2.7 | 8.171 | 8.3011 | 8.3661 | 0.945 | 2.7 | 1 | 1 | 4.155 | 2 | 189
FrontStreet3 | oil | WCMA | 2.7 | 8.171 | 8.3011 | 8.3661 | 0.945 | 2.7 | 1 | 1 | 4.155 | 2 | 189
StonyBrook2 | oil | WCMA | 85 | 7.0399 | 8.4498 | 9.1547 | 29.75 | 85 | 1 | 1 | 143.803 | 2 | 5950
StonyBrookCA1 | oil | WCMA | 85 | 7.0399 | 8.4498 | 9.1547 | 29.75 | 85 | 1 | 1 | 143.803 | 2 | 5950
StonyBrookCT1 | oil | WCMA | 85 | 7.0399 | 8.4498 | 9.1547 | 29.75 | 85 | 1 | 1 | 143.803 | 2 | 5950
StonyBrookCT2 | oil | WCMA | 85 | 7.581 | 7.7111 | 7.7761 | 29.75 | 85 | 1 | 1 | 130.8063 | 2 | 5950
StonyBrookCT3 | oil | WCMA | 85 | 7.581 | 7.7111 | 7.7761 | 29.75 | 85 | 1 | 1 | 130.8063 | 2 | 5950
SLACK8 | slack | WCMA | 10000 | 10000 | 10000 | 10000 | 0 | 10000 | 1 | 1 | 10000 | 0 | 700000
CT-NG | ngct | CT | 576 | 8.3009 | 8.6775 | 8.8659 | 201.6 | 576 | 1 | 1 | 83.3082 | 2 | 40320
VT-NG | ngct | VT | 371 | 8.3009 | 8.6775 | 8.8659 | 129.85 | 371 | 1 | 1 | 83.3082 | 2 | 25970
ME-NG | ngct | ME | 315 | 8.3009 | 8.6775 | 8.8659 | 110.25 | 315 | 1 | 1 | 83.3082 | 2 | 22050
NEMA-NG | ngct | NEMA | 46 | 8.3009 | 8.6775 | 8.8659 | 16.1 | 46 | 1 | 1 | 83.3082 | 2 | 3220
SEMA-NG | ngct | SEMA | 28 | 8.3009 | 8.6775 | 8.8659 | 9.8 | 28 | 1 | 1 | 83.3082 | 2 | 1960
WEMA-NG | ngct | WEMA | 17 | 8.3009 | 8.6775 | 8.8659 | 5.95 | 17 | 1 | 1 | 83.3082 | 2 | 1190

## Generators (must run)
State | Name | Fuel | Capacity | Cap_Factor | Product
CT | MM Hartford Energy | LFG | 0.9 | 0.107 | 0.0963
CT | MM Hartford Energy | LFG | 0.9 | 0.107 | 0.0963
CT | New Milford Gas Recovery | LFG | 0.8 | 0.362 | 0.2896
CT | New Milford Gas Recovery | LFG | 0.8 | 0.362 | 0.2896
CT | New Milford Gas Recovery | LFG | 0.8 | 0.362 | 0.2896
WCMA | Ameresco Chicopee Energy | LFG | 2.1 | 0.711 | 1.4931
WCMA | Ameresco Chicopee Energy | LFG | 1.9 | 0.711 | 1.3509
WCMA | Ameresco Chicopee Energy | LFG | 1.9 | 0.711 | 1.3509
WCMA | Ameresco Chicopee Energy | LFG | 1.9 | 0.711 | 1.3509
WCMA | Fitchburg Gas Recovery | LFG | 1.6 | 0.898 | 1.4368
WCMA | Fitchburg Gas Recovery | LFG | 1.6 | 0.898 | 1.4368
WCMA | Fitchburg Gas Recovery | LFG | 1.6 | 0.898 | 1.4368
WCMA | Granby LFG | LFG | 3.2 | 0.346 | 1.1072
SEMA | Greater New Bedford LFG Utiliz. Facility | LFG | 3.3 | 0.501 | 1.6533
SEMA | GRS Fall River | LFG | 5.3 | 0.439 | 2.3267
SEMA | MM Taunton Energy | LFG | 0.9 | 0.359 | 0.3231
SEMA | MM Taunton Energy | LFG | 0.9 | 0.359 | 0.3231
SEMA | MM Taunton Energy | LFG | 0.9 | 0.359 | 0.3231
SEMA | MM Taunton Energy | LFG | 0.9 | 0.359 | 0.3231
WCMA | Southbridge Landfill Gas-to-Energy | LFG | 1.6 | 0.315 | 0.504
ME | Pine Tree Landfill Gas to Energy | LFG | 1.1 | 0.246 | 0.2706
ME | Pine Tree Landfill Gas to Energy | LFG | 1.1 | 0.246 | 0.2706
ME | Pine Tree Landfill Gas to Energy | LFG | 1.1 | 0.246 | 0.2706
ME | Waste Management Crossroads LFGTE | LFG | 1.6 | 0.803 | 1.2848
ME | Waste Management Crossroads LFGTE | LFG | 1.6 | 0.803 | 1.2848
NH | Nashua Plant | LFG | 0.8 | 0.723 | 0.5784
NH | Nashua Plant | LFG | 1.6 | 0.723 | 1.1568
NH | Turnkey Landfill Gas Recovery | LFG | 0.8 | 0.238 | 0.1904
NH | Turnkey Landfill Gas Recovery | LFG | 0.8 | 0.238 | 0.1904
NH | Turnkey Landfill Gas Recovery | LFG | 0.8 | 0.238 | 0.1904
NH | Turnkey Landfill Gas Recovery | LFG | 0.8 | 0.238 | 0.1904
NH | Turnkey Landfill Gas Recovery | LFG | 3 | 0.412 | 1.236
NH | Turnkey Landfill Gas Recovery | LFG | 3 | 0.412 | 1.236
NH | UNH 7.9 MW Plant | LFG | 7.9 | 0.809 | 6.3911
RI | Johnston LFG Turbine Plant | LFG | 10.5 | 0.645 | 6.7725
RI | Johnston LFG Turbine Plant | LFG | 6.3 | 0.704 | 4.4352
RI | Johnston LFG Turbine Plant | LFG | 6.3 | 0.674 | 4.2462
RI | Johnston LFG Turbine Plant | LFG | 6.3 | 0.699 | 4.4037
RI | Johnston LFG Turbine Plant | LFG | 6.3 | 0.671 | 4.2273
VT | Moretown | LFG | 1.6 | 0.86 | 1.376
CT | Covanta Bristol Energy | MSW | 16.3 | 0.628 | 10.2364
CT | Covanta Southeastern Connecticut Company | MSW | 18.3 | 0.81 | 14.823
CT | CT Resource Rec Authority Facility | MSW | 45 | 0.21 | 9.45
CT | CT Resource Rec Authority Facility | MSW | 45 | 0.349 | 15.705
CT | Wheelabrator Bridgeport | MSW | 67 | 0.717 | 48.039
CT | Wheelabrator Lisbon | MSW | 14.6 | 0.746 | 10.8916
NEMA | Covanta Haverhill | MSW | 46 | 0.833 | 38.318
WCMA | Pioneer Valley Resource Recovery | MSW | 9.4 | 0.478 | 4.4932
SEMA | SEMASS Resource Recovery | MSW | 64.5 | 0.63 | 40.635
SEMA | SEMASS Resource Recovery | MSW | 34 | 0.713 | 24.242
SEMA | Wheelabrator Millbury Facility | MSW | 47.6 | 0.766 | 36.4616
NEMA | Wheelabrator North Andover | MSW | 40.3 | 0.682 | 27.4846
NEMA | Wheelabrator Saugus | MSW | 53.7 | 0.492 | 26.4204
ME | MMWAC Resource Recovery Facility | MSW | 5 | 0.356 | 1.78
ME | Penobscot Energy Recovery | MSW | 25.3 | 0.541 | 13.6873
ME | Regional Waste Systems | MSW | 13.3 | 0.722 | 9.6026
NH | Wheelabrator Concord Facility | MSW | 14 | 0.793 | 11.102
CT | Millstone | NUC | 1253 | 0.891 | 1116.423
NH | Seabrook | NUC | 1242 | 0.925 | 1148.85
CT | Plainfield Renewable Energy LLC | WDS | 43 | 0.695 | 29.885
WCMA | Pinetree Power Fitchburg | WDS | 18 | 0.674 | 12.132
ME | Athens Energy | WDS | 8.5 | 0.78 | 6.63
ME | Indeck West Enfield Energy Center | WDS | 27.5 | 0.121 | 3.3275
ME | ReEnergy Livermore Falls | WDS | 39.6 | 0.644 | 25.5024
ME | ReEnergy Stratton LLC | WDS | 45.7 | 0.62 | 28.334
ME | S D Warren Westbrook | WDS | 47.5 | 0.158 | 7.505
ME | S D Warren Westbrook | WDS | 15 | 0.143 | 2.145
NH | Bridgewater Power LP | WDS | 20 | 0.445 | 8.9
NH | Burgess BioPower | WDS | 75 | 0.76 | 57
NH | DG Whitefield LLC | WDS | 19.9 | 0.66 | 13.134
NH | Indeck Energy-Alexandria | WDS | 16 | 0 | 0
NH | Pinetree Power | WDS | 17.5 | 0.497 | 8.6975
NH | Pinetree Power Tamworth | WDS | 25 | 0.424 | 10.6
NH | Schiller | WDS | 50 | 0.56 | 28
NH | Springfield Power LLC | WDS | 20 | 0.765 | 15.3
VT | J C McNeil | WDS | 59.5 | 0.471 | 28.0245
VT | Middlebury College | WDS | 0.6 | 0.531 | 0.3186
VT | Middlebury College | WDS | 0.8 | 0.093 | 0.0744
VT | Ryegate Power Station | WDS | 21.5 | 0.886 | 19.049

## Generators (renewables)
State | Name | Fuel | Capacity | Cap_Factor | Product | ONSHORE WIND |  | SOLAR
CT | Adams Solar | SUN | 1 | 0.138 | 0.138 | Zone | Capacity Ratio | Zone | Capacity Ratio
CT | Advance Stores Company, Inc | SUN | 1 | 0.113 | 0.113 | CT | 0.0039293 | CT | 0.090527
CT | ALDI DC 2 | SUN | 1.2 | 0.216 | 0.2592 | WCMA | 0.043065 | WCMA | 0.34623
CT | Antares-GRE 314 East Lyme LLC | SUN | 4 | 0.118 | 0.472 | NEMA | 0.0079371 | NEMA | 0.14142
CT | Barrett Farm Solar - Phase I | SUN | 1.7 | 0.167 | 0.2839 | SEMA | 0.02169 | SEMA | 0.27884
CT | Canis Major Solar Farm | SUN | 2 | 0.191 | 0.382 | ME | 0.61784 | ME | 0.0058879
CT | Canis Minor Solar Farm | SUN | 1 | 0.18 | 0.18 | NH | 0.14562 | NH | 0
CT | CMEEC - Bozrah | SUN | 2.5 | 0.155 | 0.3875 | RI | 0.041257 | RI | 0.033225
CT | CMEEC - Navy NE Trident | SUN | 1 | 0.142 | 0.142 | VT | 0.11866 | VT | 0.10388
CT | CMEEC - Norwich Stott St Solar | SUN | 3.5 | 0.143 | 0.5005
CT | CMEEC - Polaris Park Solar | SUN | 3.5 | 0.07 | 0.245
CT | CMEEC - Rogers Rd Solar | SUN | 1.5 | 0.126 | 0.189
CT | Conn Mun Electric Energy Coop | SUN | 1 | 0.148 | 0.148
CT | Franklin Solar | SUN | 1 | 0.137 | 0.137
CT | Fusion Solar Center LLC | SUN | 20 | 0.161 | 3.22
CT | Hamilton Solar | SUN | 1 | 0.137 | 0.137
CT | Hartford Landfill Solar EGF | SUN | 1 | 0.167 | 0.167
CT | IKEA New Haven Rooftop PV & Fuel Cell | SUN | 0.8 | 0.131 | 0.1048
CT | Jefferson Solar | SUN | 1 | 0.137 | 0.137
CT | Manchester Community College East | SUN | 1 | 0.025 | 0.025
CT | Manchester Community College North | SUN | 1 | 0.028 | 0.028
CT | Sikorsky Aircraft CHP | SUN | 0.1 | 0.126 | 0.0126
CT | Somers Solar Center, LLC | SUN | 5 | 0.209 | 1.045
CT | Stafford MS Ground Mount Community Solar | SUN | 1 | 0.152 | 0.152
CT | Stafford MS Ground Mount Community Solar | SUN | 1 | 0.152 | 0.152
CT | Town of Branford | SUN | 1.1 | 0.04 | 0.044
CT | Town of Rocky Hill | SUN | 1 | 0.044 | 0.044
CT | Town of Rocky Hill | SUN | 1 | 0.044 | 0.044
CT | Town of Rocky Hill | SUN | 1 | 0.044 | 0.044
CT | UI RCP Bridgeport Seaside | SUN | 2.2 | 0.166 | 0.3652
CT | Wilson Solar | SUN | 1 | 0.143 | 0.143
CT | Woods Hill Solar | SUN | 20 | 0.13 | 2.6
SEMA | 126 Grove Solar LLC | SUN | 2 | 0.125 | 0.25
WCMA | 201 Sturbridge B | SUN | 2 | 0.158 | 0.316
WCMA | 205 Sturbridge A | SUN | 3 | 0.187 | 0.561
NEMA | 265 Pleasant Solar NG, LLC | SUN | 2.2 | 0.068 | 0.1496
WCMA | 301 Chestnut Solar NG | SUN | 4.3 | 0.06 | 0.258
SEMA | 433 Purchase Solar NG, LLC | SUN | 2.5 | 0.163 | 0.4075
NEMA | 651 Chase Solar NG | SUN | 2.5 | 0.178 | 0.445
NEMA | Acton Solar Landfill | SUN | 1.6 | 0.127 | 0.2032
SEMA | Acushnet AD Makepeace | SUN | 4.7 | 0.132 | 0.6204
SEMA | Acushnet Hawes Reed Road | SUN | 1 | 0.191 | 0.191
SEMA | Acushnet- High Hill | SUN | 3.2 | 0.14 | 0.448
SEMA | Acushnet-Braley Road 1 | SUN | 1.9 | 0.145 | 0.2755
WCMA | Adams Farm Solar | SUN | 3 | 0.144 | 0.432
WCMA | Agawam Solar | SUN | 1.5 | 0.155 | 0.2325
NEMA | AIS Solar Project | SUN | 2.5 | 0.162 | 0.405
WCMA | Antanavica Solar | SUN | 1 | 0.037 | 0.037
WCMA | Ashby Duffy CSG Solar Farm | SUN | 1.8 | 0.19 | 0.342
NEMA | Ashby Solar, LLC | SUN | 1.8 | 0.074 | 0.1332
WCMA | Axio Green LLC | SUN | 2 | 0.126 | 0.252
NEMA | Ayers Village Solar | SUN | 2 | 0.161 | 0.322
SEMA | Barnstable Landfill | SUN | 4 | 0.135 | 0.54
WCMA | Barre II Solar Project | SUN | 1.5 | 0.168 | 0.252
WCMA | Barre Solar III LLC | SUN | 1 | 0.149 | 0.149
WCMA | Barrett PV | SUN | 11.9 | 0.158 | 1.8802
NEMA | Bashaw Solar CSG 1, LLC | SUN | 2 | 0.172 | 0.344
WCMA | Belchertown | SUN | 1 | 0.158 | 0.158
WCMA | Belchertown Renewables Community Solar | SUN | 4 | 0.139 | 0.556
SEMA | Bellingham PV | SUN | 3 | 0.158 | 0.474
SEMA | Berkley East Solar LLC | SUN | 3 | 0.178 | 0.534
WCMA | Berkshire 1 | SUN | 1.8 | 0.14 | 0.252
NEMA | Beverly | SUN | 2 | 0.187 | 0.374
SEMA | Big George PV CSG | SUN | 1 | 0.023 | 0.023
SEMA | Bird Machine Solar Farm | SUN | 3.5 | 0.178 | 0.623
SEMA | BJ's Wholesale Club, Inc- Uxbridge | SUN | 1 | 0.124 | 0.124
SEMA | BlueWave Capital - Grafton (SREC II) | SUN | 1.3 | 0.166 | 0.2158
NEMA | Bolton PV | SUN | 4.9 | 0.159 | 0.7791
NEMA | Boston Scientific Solar | SUN | 1.1 | 0.155 | 0.1705
SEMA | Bourne (MA) - Holliston I | SUN | 2.9 | 0.123 | 0.3567
SEMA | Braintree Landfill Solar | SUN | 1 | 0.176 | 0.176
SEMA | Braley Road 2 | SUN | 2.6 | 0.192 | 0.4992
SEMA | Brewster Landfill | SUN | 1 | 0.144 | 0.144
SEMA | Bridgewater Solar CSG | SUN | 1.3 | 0.174 | 0.2262
SEMA | Bridgewater Solar CSG | SUN | 1 | 0.174 | 0.174
NEMA | Brockelman | SUN | 3 | 0.125 | 0.375
SEMA | Brook Street Solar 1 CSG | SUN | 5 | 0.133 | 0.665
WCMA | Brookfield Solar 2013 LLC | SUN | 2 | 0.164 | 0.328
WCMA | Browne Solar LLC | SUN | 1.4 | 0.124 | 0.1736
SEMA | Bullock Road Solar 1 | SUN | 1.9 | 0.157 | 0.2983
SEMA | BWC Gibbs Brook | SUN | 4 | 0 | 0
SEMA | BWC Harlow Brook | SUN | 1.5 | 0 | 0
SEMA | BWC Origination 18 | SUN | 4.8 | 0 | 0
SEMA | BWC Pocasset River | SUN | 1.5 | 0 | 0
SEMA | BWC Swan Pond River CSG | SUN | 1.6 | 0.193 | 0.3088
SEMA | BWC Wading River One, Two, Three CSG | SUN | 3 | 0.174 | 0.522
SEMA | BWC Wareham River | SUN | 1 | 0 | 0
SEMA | Carver MA 1 Community Solar | SUN | 2 | 0.158 | 0.316
WCMA | CED Chicopee Solar | SUN | 3 | 0.175 | 0.525
WCMA | CED Westfield Solar, LLC | SUN | 2 | 0.173 | 0.346
SEMA | Cedarville CSG | SUN | 0.5 | 0.177 | 0.0885
SEMA | Cedarville CSG | SUN | 1 | 0.177 | 0.177
SEMA | Cedarville CSG | SUN | 1 | 0.177 | 0.177
NEMA | Centaurus Solar - MA | SUN | 2.4 | 0.153 | 0.3672
NEMA | CES Sterling LLC | SUN | 2.4 | 0.14 | 0.336
WCMA | Charlton Solar I | SUN | 4.4 | 0.072 | 0.3168
SEMA | Chatham Landfill | SUN | 1.5 | 0.13 | 0.195
WCMA | Chester Solar Farm | SUN | 4.8 | 0.149 | 0.7152
WCMA | Chicopee Granby Road Solar | SUN | 1.6 | 0.17 | 0.272
WCMA | Chicopee River Solar | SUN | 2 | 0.172 | 0.344
WCMA | Chicopee Solar | SUN | 3 | 0.173 | 0.519
WCMA | Citizens Agawam Landfill Solar | SUN | 1.8 | 0.181 | 0.3258
NEMA | Concord Solar Farm | SUN | 1.5 | 0.151 | 0.2265
WCMA | Cottage Street Solar Facility | SUN | 3.2 | 0.163 | 0.5216
WCMA | Curtis Hill Solar CSG | SUN | 2 | 0.183 | 0.366
SEMA | Dartmouth | SUN | 6.3 | 0.15 | 0.945
SEMA | Dartmouth II Solar | SUN | 2 | 0.18 | 0.36
SEMA | Dartmouth Landfill | SUN | 1.3 | 0.142 | 0.1846
SEMA | Dartmouth Solar | SUN | 1.6 | 0.152 | 0.2432
NEMA | DDR Shoppers World | SUN | 1.3 | 0.15 | 0.195
NEMA | Deer Island Treatment Plant | SUN | 0.1 | 0.912 | 0.0912
WCMA | Deerfield CSG Solar | SUN | 6 | 0.09 | 0.54
SEMA | Dennis Landfill | SUN | 5 | 0.136 | 0.68
WCMA | Depot Hill Solar CSG | SUN | 2 | 0.191 | 0.382
NEMA | Devens | SUN | 3 | 0.168 | 0.504
NEMA | Dorchester Solar Site | SUN | 1 | 0.171 | 0.171
SEMA | Douglas Solar | SUN | 2 | 0.177 | 0.354
WCMA | Dudley Solar | SUN | 1.9 | 0.16 | 0.304
SEMA | Dynamic - Walpole | SUN | 2 | 0.165 | 0.33
WCMA | East Acres Solar NG, LLC | SUN | 5.8 | 0.083 | 0.4814
SEMA | East Bridgewater Solar | SUN | 2.3 | 0.167 | 0.3841
WCMA | East Springfield Solar PV | SUN | 1.4 | 0.019 | 0.0266
WCMA | Easthampton Landfill-City of Easthampton | SUN | 1.9 | 0.136 | 0.2584
SEMA | Easton Landfill | SUN | 1.9 | 0.141 | 0.2679
NEMA | EBZ Solar | SUN | 2.5 | 0.161 | 0.4025
NEMA | EDF Lancaster | SUN | 4.5 | 0.148 | 0.666
SEMA | Fairhaven C | SUN | 1.6 | 0.158 | 0.2528
WCMA | Fairview Farms Solar | SUN | 2 | 0.158 | 0.316
SEMA | Fall River Solar CSG | SUN | 2 | 0.146 | 0.292
SEMA | Falmouth Landfill Solar | SUN | 3 | 0.185 | 0.555
WCMA | Farley Road Community Solar | SUN | 1.9 | 0.091 | 0.1729
SEMA | Federal Road Solar 1, LLC CSG | SUN | 4.4 | 0.167 | 0.7348
SEMA | Fisher Road Solar | SUN | 4.6 | 0.188 | 0.8648
NEMA | Framingham State University Plant | SUN | 0.7 | 0.009 | 0.0063
NEMA | Framingham State University Plant | SUN | 0.3 | 0.009 | 0.0027
SEMA | Franklin 1 | SUN | 3 | 0.151 | 0.453
SEMA | Franklin 2 | SUN | 4 | 0.159 | 0.636
SEMA | Freetown Solar | SUN | 4.5 | 0.181 | 0.8145
WCMA | Gardner Solar 1 | SUN | 2 | 0.15 | 0.3
NEMA | GELD Solar Farm | SUN | 2.3 | 0.169 | 0.3887
NEMA | General Electric Aircraft Engines | SUN | 2.1 | 0.122 | 0.2562
WCMA | Golden Hills Solar | SUN | 4.7 | 0.176 | 0.8272
SEMA | Grafton PV | SUN | 2.7 | 0.178 | 0.4806
SEMA | Grafton Solar | SUN | 1.5 | 0.157 | 0.2355
SEMA | Green Meadows | SUN | 3.5 | 0.166 | 0.581
WCMA | Griffin Road Solar, LLC | SUN | 2 | 0.157 | 0.314
NEMA | Groveland Solar | SUN | 3.2 | 0.154 | 0.4928
WCMA | Hadley 2 Solar, LLC | SUN | 1.9 | 0.155 | 0.2945
WCMA | Hadley Solar NG, LLC | SUN | 3 | 0.132 | 0.396
WCMA | Hampden | SUN | 3.2 | 0.174 | 0.5568
WCMA | Hampshire College | SUN | 1.7 | 0.052 | 0.0884
WCMA | Hampshire College | SUN | 1.7 | 0.052 | 0.0884
WCMA | Hardwick-Athol & Eagle Hill | SUN | 2.8 | 0.168 | 0.4704
SEMA | Harwich Landfill | SUN | 4 | 0.153 | 0.612
WCMA | Hatfield Renewables Community Solar | SUN | 1.9 | 0.156 | 0.2964
WCMA | Hatfield Solar PV | SUN | 3.6 | 0.026 | 0.0936
NEMA | Haverhill Solar Power Project | SUN | 1 | 0.133 | 0.133
NEMA | Hewlett-Packard (HP) - Andover, MA | SUN | 1.7 | 0.118 | 0.2006
SEMA | Holliston Solar CSG | SUN | 1 | 0.174 | 0.174
WCMA | Holyoke Solar Cooperative at Mueller | SUN | 2.7 | 0.16 | 0.432
WCMA | Hunt Farm Solar | SUN | 3 | 0.14 | 0.42
NEMA | Hunt Road Solar | SUN | 4.5 | 0.187 | 0.8415
WCMA | Indian Hill Solar LLC | SUN | 1.4 | 0.126 | 0.1764
WCMA | Indian Orchard PV Facility | SUN | 2.3 | 0.132 | 0.3036
WCMA | Integrys MA Solar, LLC - Ashburnham Site | SUN | 2.6 | 0.15 | 0.39
WCMA | Integrys MA Solar, LLC - Ashburnham Site | SUN | 0.3 | 0.15 | 0.045
NEMA | Iron Horse Solar 4, LLC | SUN | 4.5 | 0.178 | 0.801
NEMA | Iron Horse Solar I CSG | SUN | 2.9 | 0.162 | 0.4698
SEMA | Katama Farm | SUN | 1 | 0.14 | 0.14
SEMA | Kearsarge Bellingham PV | SUN | 2.9 | 0.188 | 0.5452
NEMA | Kearsarge Concord II | SUN | 4.5 | 0.17 | 0.765
WCMA | Kearsarge GB | SUN | 1.9 | 0.056 | 0.1064
WCMA | Kearsarge Granby | SUN | 0.5 | 0.165 | 0.0825
WCMA | Kearsarge Granby | SUN | 0.5 | 0.165 | 0.0825
WCMA | Kearsarge Granby | SUN | 0.5 | 0.165 | 0.0825
WCMA | Kearsarge Granby | SUN | 0.5 | 0.165 | 0.0825
WCMA | Kearsarge Granby | SUN | 0.5 | 0.165 | 0.0825
WCMA | Kearsarge Montague | SUN | 4 | 0.054 | 0.216
WCMA | Kearsarge Southwick LLC | SUN | 3.3 | 0.193 | 0.6369
SEMA | Kearsarge Uxbridge | SUN | 1.9 | 0.039 | 0.0741
WCMA | KS Solar Six LLC | SUN | 2.5 | 0.131 | 0.3275
WCMA | Lee Site 31 Solar | SUN | 1.9 | 0.025 | 0.0475
WCMA | Leicester One MA Solar LLC | SUN | 6 | 0.121 | 0.726
NEMA | Leominster | SUN | 2 | 0.171 | 0.342
NEMA | Leominster (MA)-South Street-R&D | SUN | 3.5 | 0.125 | 0.4375
SEMA | Lepomis PV Energy LLC | SUN | 4.5 | 0.182 | 0.819
NEMA | Lowell Solar Landfill | SUN | 1.3 | 0.131 | 0.1703
WCMA | Ludlow Landfill | SUN | 2.6 | 0.094 | 0.2444
WCMA | Ludlow Site 72 - Conti | SUN | 1.9 | 0.031 | 0.0589
NEMA | MA Solar Storage 1 | SUN | 1.1 | 0.088 | 0.0968
SEMA | Marshfield PV | SUN | 3 | 0.179 | 0.537
SEMA | Mashpee Landfill Solar | SUN | 1.5 | 0.169 | 0.2535
WCMA | Mass Midstate Solar 1 | SUN | 5 | 0.145 | 0.725
WCMA | Mass Midstate Solar 2 | SUN | 5 | 0.148 | 0.74
WCMA | Mass Midstate Solar 3 | SUN | 4 | 0.168 | 0.672
NEMA | Maynard PV | SUN | 1 | 0.14 | 0.14
NEMA | MDFA Devens-Saratoga | SUN | 2.5 | 0.155 | 0.3875
SEMA | Meadow Solar | SUN | 3 | 0.157 | 0.471
NEMA | Merrimac Solar | SUN | 1.5 | 0.169 | 0.2535
NEMA | Methuen Landfill | SUN | 1.3 | 0.14 | 0.182
SEMA | Millbury Solar | SUN | 3 | 0.164 | 0.492
WCMA | Monson Solar | SUN | 3 | 0.17 | 0.51
WCMA | Monson Solar, LLC | SUN | 2 | 0.176 | 0.352
WCMA | Montague Site 36-Grosolar | SUN | 4.1 | 0.017 | 0.0697
WCMA | Morin Solar 2013 LLC | SUN | 4 | 0.176 | 0.704
WCMA | Mt. Tom Solar Project | SUN | 4.5 | 0.147 | 0.6615
SEMA | NEDC Solar Site | SUN | 1 | 0.113 | 0.113
SEMA | New Bedford (MA) Plymouth | SUN | 4.3 | 0.179 | 0.7697
WCMA | Nexamp Peak CSG | SUN | 2 | 0.11 | 0.22
WCMA | NFM Solar Power LLC | SUN | 1.9 | 0.099 | 0.1881
WCMA | North Adams Landfill | SUN | 2.2 | 0.158 | 0.3476
WCMA | North Brookfield | SUN | 3 | 0.159 | 0.477
WCMA | Northampton Landfill Solar PV | SUN | 2.4 | 0.164 | 0.3936
SEMA | Northbridge Solar | SUN | 1.9 | 0.19 | 0.361
SEMA | Norton Landfill Solar | SUN | 1.5 | 0.178 | 0.267
SEMA | NRG DG Crystal Spring CSG | SUN | 4.2 | 0.494 | 2.0748
SEMA | NRG DG Dighton LLC CSG | SUN | 3.1 | 0.171 | 0.5301
SEMA | NRG DG Foxborough Elm CSG | SUN | 2 | 0.176 | 0.352
NEMA | NRG DG Haverhill CSG | SUN | 4.2 | 0.387 | 1.6254
NEMA | NRG DG Tufts Knoll LLC CSG | SUN | 2 | 0.154 | 0.308
SEMA | NRG DG Tufts Science LLC CSG | SUN | 1 | 0.137 | 0.137
NEMA | NRG DG Webster LLC CSG | SUN | 1.3 | 0.645 | 0.8385
SEMA | NRG Renew Canal 1 CSG LLC | SUN | 1.2 | 0.168 | 0.2016
SEMA | Nunnepog | SUN | 1 | 0.161 | 0.161
WCMA | Old Wardour Solar | SUN | 5.5 | 0.137 | 0.7535
SEMA | Onset East Community Solar Facility | SUN | 1 | 0.199 | 0.199
SEMA | Onset West Community Solar Facility | SUN | 1 | 0.196 | 0.196
SEMA | Onyx - Brockton Thatcher Landfill Solar CSG | SUN | 3.7 | 0.164 | 0.6068
SEMA | Onyx - Pembroke Landfill Solar | SUN | 2.4 | 0.165 | 0.396
WCMA | Orange PV | SUN | 2 | 0.149 | 0.298
WCMA | Oxford | SUN | 2.8 | 0.16 | 0.448
SEMA | Padelford Solar | SUN | 2.2 | 0.171 | 0.3762
WCMA | Palmer Landfill | SUN | 4 | 0.167 | 0.668
WCMA | Palmer Solar LLC | SUN | 2.5 | 0.132 | 0.33
WCMA | Peterson Road Solar | SUN | 2.5 | 0.187 | 0.4675
WCMA | Pittsfield 44 - M&W PV | SUN | 1.2 | 0.038 | 0.0456
WCMA | Pleasantdale Road Community Solar | SUN | 1 | 0.158 | 0.158
SEMA | Plymouth Site 1 | SUN | 5.6 | 0.121 | 0.6776
SEMA | Plymouth Solar | SUN | 1.1 | 0.079 | 0.0869
SEMA | Quittacas Pond Solar | SUN | 3.5 | 0.163 | 0.5705
WCMA | Rail Trail | SUN | 2 | 0.162 | 0.324
SEMA | Randolph | SUN | 3.8 | 0.168 | 0.6384
SEMA | Redbrook Community Solar 1 | SUN | 4 | 0.185 | 0.74
SEMA | Rehoboth Solar | SUN | 2 | 0.178 | 0.356
WCMA | RGS-Rutland VNM SREC II Project (MA) | SUN | 2.6 | 0.111 | 0.2886
WCMA | Rising Paper | SUN | 2.5 | 0.15 | 0.375
SEMA | Rockland Solar CSG | SUN | 2 | 0.16 | 0.32
WCMA | Route 57 Solar | SUN | 1.5 | 0.159 | 0.2385
WCMA | Sampson Road Community Solar | SUN | 2 | 0.159 | 0.318
SEMA | Scituate PV | SUN | 2.5 | 0.153 | 0.3825
NEMA | Shaffer | SUN | 5 | 0.158 | 0.79
NEMA | Shirley Landfill | SUN | 1 | 0.16 | 0.16
NEMA | Shirley Water | SUN | 2 | 0.076 | 0.152
NEMA | Shrewsbury Solar | SUN | 2.5 | 0.18 | 0.45
SEMA | Shuman Solar | SUN | 2.2 | 0.111 | 0.2442
WCMA | Silver Lake Solar Photovoltaic Facility | SUN | 1.8 | 0.125 | 0.225
WCMA | SJA Solar LLC-Solterra Monastery CSG | SUN | 20.1 | 0.125 | 2.5125
WCMA | Smith & Wesson at Springfield MA PV | SUN | 1.9 | 0.159 | 0.3021
SEMA | Solten Plainville 6000, LLC | SUN | 4.9 | 0.17 | 0.833
WCMA | Southbridge PV | SUN | 3 | 0.133 | 0.399
WCMA | Southbridge Solar | SUN | 1.9 | 0.178 | 0.3382
SEMA | Southern Sky Renew Energy Berkley LLC | SUN | 3 | 0.153 | 0.459
WCMA | Spring Hill Road | SUN | 1.9 | 0.169 | 0.3211
SEMA | Spring Street Solar 1 CSG | SUN | 2 | 0.176 | 0.352
WCMA | Stafford St 2 Community Solar | SUN | 1.9 | 0.121 | 0.2299
WCMA | Stafford St Solar 1 CSG | SUN | 2 | 0.194 | 0.388
WCMA | Stafford St Solar 3 CSG | SUN | 1 | 0.119 | 0.119
WCMA | State Street Solar LLC | SUN | 1.4 | 0.126 | 0.1764
WCMA | Stetson Road Solar - Barre I | SUN | 2 | 0.164 | 0.328
SEMA | Stone Hill Solar CSG | SUN | 2 | 0.172 | 0.344
NEMA | Stow PV | SUN | 2 | 0.138 | 0.276
NEMA | Sudbury Landfill | SUN | 0.5 | 0.152 | 0.076
NEMA | Sudbury Landfill | SUN | 0.3 | 0.152 | 0.0456
NEMA | Sudbury Landfill | SUN | 0.5 | 0.152 | 0.076
SEMA | Sullivan Solar | SUN | 1.5 | 0.177 | 0.2655
WCMA | Sunderland Solar PV | SUN | 1.1 | 0.017 | 0.0187
SEMA | Sutton Solar CSG | SUN | 1.9 | 0.181 | 0.3439
SEMA | Syncarpha Freetown | SUN | 3.9 | 0.185 | 0.7215
WCMA | Syncarpha Hancock I CSG | SUN | 2 | 0.148 | 0.296
WCMA | Syncarpha Hancock II CSG | SUN | 2 | 0.148 | 0.296
WCMA | Syncarpha Hancock III CSG | SUN | 1 | 0.159 | 0.159
WCMA | Syncarpha Palmer, LLC | SUN | 4.8 | 0.172 | 0.8256
NEMA | Syncarpha Still River, LLC CSG | SUN | 2 | 0.193 | 0.386
WCMA | Tanglewood Circle Solar 1 LLC | SUN | 5 | 0.005 | 0.025
WCMA | Templeton | SUN | 3 | 0.18 | 0.54
NEMA | Theodore Drive Community Solar | SUN | 1.5 | 0.166 | 0.249
SEMA | Tihonet Solar | SUN | 1 | 0.19 | 0.19
SEMA | Tisbury Landfill Solar | SUN | 1.1 | 0.116 | 0.1276
SEMA | Town of East Bridgewater CSG | SUN | 2 | 0.126 | 0.252
SEMA | Town of Foxborough - Landfill (SREC II) CSG | SUN | 1.2 | 0.523 | 0.6276
NEMA | Town of Lexington Solar | SUN | 1.6 | 0.175 | 0.28
NEMA | Town of Needham VNEM CSG | SUN | 3 | 0.151 | 0.453
SEMA | Town of Norfolk MA at Medway Branch | SUN | 1.2 | 0.18 | 0.216
SEMA | Town of Uxbridge MA at Commerce Dr | SUN | 1.8 | 0.167 | 0.3006
NEMA | True North | SUN | 4.8 | 0.16 | 0.768
WCMA | Twiss Street Solar | SUN | 1.5 | 0.175 | 0.2625
NEMA | Tyngsborough Solar | SUN | 2.6 | 0.183 | 0.4758
WCMA | UMASS | SUN | 4 | 0.163 | 0.652
WCMA | Upper Blackstone (MA) Treasure Valley | SUN | 5 | 0.15 | 0.75
SEMA | Upton Community Solar | SUN | 2 | 0.187 | 0.374
WCMA | Vuelta Solar | SUN | 5.5 | 0.137 | 0.7535
SEMA | Walpole Solar 2 | SUN | 2.4 | 0.167 | 0.4008
SEMA | Wareham MA 1 Community Solar | SUN | 2 | 0.159 | 0.318
SEMA | Wareham Solar PV | SUN | 3.3 | 0.006 | 0.0198
SEMA | Washburn Road Solar | SUN | 1.9 | 0.005 | 0.0095
WCMA | Waste Water Treatment Plant | SUN | 1.5 | 0.041 | 0.0615
NEMA | West Boylston Community Shared Solar | SUN | 1.5 | 0.176 | 0.264
SEMA | West Bridgewater AB CSG | SUN | 1.7 | 0.164 | 0.2788
WCMA | West Brookfield Solar - Gilbertsville Rd CSG | SUN | 4 | 0.16 | 0.64
WCMA | West Brookfield Solar, LLC | SUN | 1.4 | 0.152 | 0.2128
NEMA | Westborough Solar LLC | SUN | 2.2 | 0.129 | 0.2838
NEMA | Westford Solar Park | SUN | 4 | 0.147 | 0.588
WCMA | Westminster Renewables, LLC | SUN | 1.5 | 0.03 | 0.045
NEMA | Weston Landfill Solar | SUN | 1.8 | 0.176 | 0.3168
SEMA | Westport MA 1 Community Solar | SUN | 1.3 | 0.173 | 0.2249
SEMA | Westport MA 2 Community Solar | SUN | 1.2 | 0.164 | 0.1968
WCMA | Whately Solar | SUN | 1.5 | 0.161 | 0.2415
WCMA | Williamsburg Solar LLC VNEM CSG | SUN | 2.2 | 0.115 | 0.253
NEMA | Wilmington Solar | SUN | 2 | 0.159 | 0.318
WCMA | Wilson Solar | SUN | 2 | 0.156 | 0.312
WCMA | Winchendon Landfill Solar | SUN | 2 | 0.022 | 0.044
WCMA | Winchendon Solar | SUN | 1.9 | 0.165 | 0.3135
SEMA | Worcester Landfill | SUN | 6.5 | 0.143 | 0.9295
WCMA | WYM 1250 Palmer LLC | SUN | 1 | 0.163 | 0.163
ME | IOS - MEW Phase 1 | SUN | 4.1 | 0.16 | 0.656
ME | NRG Solar Mule, LLC | SUN | 1.5 | 0.477 | 0.7155
RI | Brookside | SUN | 1 | 0.184 | 0.184
RI | CED Foster | SUN | 2 | 0.263 | 0.526
RI | Forbes Street Solar | SUN | 3 | 0.172 | 0.516
RI | Johnston Solar | SUN | 1 | 0.196 | 0.196
RI | Kearsarge SKSC1 LLC | SUN | 3.8 | 0.022 | 0.0836
RI | Kearsarge SKSC2 LLC | SUN | 3.1 | 0.027 | 0.0837
RI | Little Bay | SUN | 1.3 | 0.145 | 0.1885
RI | North Smithfield Solar Power 1 | SUN | 2 | 0 | 0
RI | Richmond NMCA | SUN | 4 | 0 | 0
RI | WED Kingstown Solar I - East Array | SUN | 3 | 0.14 | 0.42
RI | WED Kingstown Solar I, LLC - West | SUN | 1.5 | 0.128 | 0.192
RI | WED Stilson Solar | SUN | 2 | 0.144 | 0.288
RI | West Davisville Solar | SUN | 2 | 0.16 | 0.32
RI | West Greenwich Solar | SUN | 1.9 | 0.156 | 0.2964
VT | 158th Fighter Wing Solar Farm | SUN | 1.3 | 0.124 | 0.1612
VT | Barton Solar Farm | SUN | 1.9 | 0.153 | 0.2907
VT | Charlotte Solar LLC VT | SUN | 2 | 0.169 | 0.338
VT | Chester Power Partners | SUN | 2.2 | 0.128 | 0.2816
VT | Chittenden County Solar Partners | SUN | 2.2 | 0.16 | 0.352
VT | Claire Solar Farm | SUN | 2.2 | 0.174 | 0.3828
VT | Clarendon Solar Farm | SUN | 2 | 0.15 | 0.3
VT | Cold River Road Solar | SUN | 2.3 | 0.16 | 0.368
VT | Coolidge Solar 1, LLC | SUN | 19.6 | 0.002 | 0.0392
VT | Coventry Photovoltaic, LLC | SUN | 2.2 | 0.119 | 0.2618
VT | Elizabeth Mines Solar 1 | SUN | 5 | 0.159 | 0.795
VT | GMP Solar - Hartford | SUN | 5 | 0.167 | 0.835
VT | GMP Solar - Panton | SUN | 4.9 | 0.204 | 0.9996
VT | GMP Solar - Richmond | SUN | 1.9 | 0.165 | 0.3135
VT | GMP Solar - Williamstown | SUN | 5 | 0.159 | 0.795
VT | GMP Solar - Williston | SUN | 4.7 | 0.168 | 0.7896
VT | Limerick Road Solar Farm | SUN | 2.2 | 0.171 | 0.3762
VT | Main Street Solar Project | SUN | 1.5 | 0.164 | 0.246
VT | Nebraska Valley Solar Farm | SUN | 1 | 0.149 | 0.149
VT | Next Generation Solar Farm | SUN | 2.2 | 0.092 | 0.2024
VT | Open View Solar Farm | SUN | 2 | 0.166 | 0.332
VT | Saint Albans Solar | SUN | 4.9 | 0.008 | 0.0392
VT | Sheldon Solar | SUN | 2.3 | 0.118 | 0.2714
VT | St. Albans SPEED Project | SUN | 2 | 0.151 | 0.302
VT | Stafford Hill Solar | SUN | 2 | 0.15 | 0.3
VT | Sudbury Solar | SUN | 2 | 0.173 | 0.346
VT | SunGen Sharon 1 LLC | SUN | 1.8 | 0.162 | 0.2916
VT | SVEP Solar Project Company | SUN | 2 | 0.128 | 0.256
VT | Technology Drive Solar | SUN | 2 | 0.154 | 0.308
VT | VEC Alburgh Array | SUN | 1 | 0.165 | 0.165
VT | VEC Magee Hill Solar | SUN | 1.3 | 0.143 | 0.1859
VT | Whitcomb Solar Farm | SUN | 2.2 | 0.182 | 0.4004
VT | Williamstown Solar | SUN | 2 | 0.139 | 0.278
CT | Bulls Bridge | WAT | 1.2 | 0.762 | 0.9144
CT | Bulls Bridge | WAT | 1.2 | 0.762 | 0.9144
CT | Bulls Bridge | WAT | 1.2 | 0.762 | 0.9144
CT | Bulls Bridge | WAT | 1.2 | 0.762 | 0.9144
CT | Bulls Bridge | WAT | 1.2 | 0.762 | 0.9144
CT | Bulls Bridge | WAT | 1.2 | 0.762 | 0.9144
CT | Colebrook Hydroelectric | WAT | 1.5 | 0.26 | 0.39
CT | Derby Hydro | WAT | 4 | 0.43 | 1.72
CT | Derby Hydro | WAT | 4 | 0.43 | 1.72
CT | Falls Village | WAT | 3 | 0.574 | 1.722
CT | Falls Village | WAT | 3 | 0.574 | 1.722
CT | Falls Village | WAT | 3 | 0.574 | 1.722
CT | Goodwin Hydroelectric | WAT | 1.6 | 0.597 | 0.9552
CT | Goodwin Hydroelectric | WAT | 1.6 | 0.597 | 0.9552
CT | Kinneytown New Old | WAT | 0.8 | 0.159 | 0.1272
CT | Kinneytown New Old | WAT | 1.5 | 0.159 | 0.2385
CT | Quinebaug Lower Project | WAT | 0.3 | 0.433 | 0.1299
CT | Quinebaug Lower Project | WAT | 0.1 | 0.433 | 0.0433
CT | Quinebaug Lower Project | WAT | 0.8 | 0.433 | 0.3464
CT | Quinebaug Lower Project | WAT | 1.3 | 0.433 | 0.5629
CT | Rainbow (CT) | WAT | 4 | 0.554 | 2.216
CT | Rainbow (CT) | WAT | 4 | 0.554 | 2.216
CT | Rocky River (CT) | WAT | 3.5 | 0.013 | 0.0455
CT | Rocky River (CT) | WAT | 3.5 | 0.013 | 0.0455
CT | Rocky River (CT) | WAT | 24 | 0.013 | 0.312
CT | Scotland Dam | WAT | 2 | 0.469 | 0.938
CT | Shepaug | WAT | 37.2 | 0.576 | 21.4272
CT | Stevenson | WAT | 7.5 | 0.517 | 3.8775
CT | Stevenson | WAT | 7.5 | 0.517 | 3.8775
CT | Stevenson | WAT | 7.5 | 0.517 | 3.8775
CT | Stevenson | WAT | 8 | 0.517 | 4.136
CT | Taftville | WAT | 0.4 | 0.513 | 0.2052
CT | Taftville | WAT | 0.3 | 0.513 | 0.1539
CT | Taftville | WAT | 0.3 | 0.513 | 0.1539
CT | Taftville | WAT | 0.3 | 0.513 | 0.1539
CT | Taftville | WAT | 0.3 | 0.513 | 0.1539
CT | Tenth Street | WAT | 1.4 | 0.213 | 0.2982
CT | Tunnel | WAT | 1 | 0.61 | 0.61
CT | Tunnel | WAT | 1 | 0.61 | 0.61
WCMA | Bear Swamp | WAT | 300 | -0.033 | -9.9
WCMA | Bear Swamp | WAT | 300 | -0.033 | -9.9
WCMA | Boatlock | WAT | 0.7 | 0.606 | 0.4242
WCMA | Boatlock | WAT | 1.2 | 0.606 | 0.7272
WCMA | Boatlock | WAT | 1.2 | 0.606 | 0.7272
NEMA | Boott Hydropower | WAT | 7.5 | 0.474 | 3.555
NEMA | Boott Hydropower | WAT | 7.5 | 0.474 | 3.555
NEMA | Boott Hydropower | WAT | 7.9 | 0.474 | 3.7446
WCMA | Cabot | WAT | 10.3 | 0.615 | 6.3345
WCMA | Cabot | WAT | 10.3 | 0.615 | 6.3345
WCMA | Cabot | WAT | 10.3 | 0.615 | 6.3345
WCMA | Cabot | WAT | 10.3 | 0.615 | 6.3345
WCMA | Cabot | WAT | 10.3 | 0.615 | 6.3345
WCMA | Cabot | WAT | 10.3 | 0.615 | 6.3345
WCMA | Cabot Holyoke | WAT | 0.8 | 0.11 | 0.088
WCMA | Cabot Holyoke | WAT | 0.8 | 0.11 | 0.088
WCMA | Cabot Holyoke | WAT | 0.4 | 0.11 | 0.044
WCMA | Cabot Holyoke | WAT | 0.6 | 0.11 | 0.066
WCMA | Chemical | WAT | 0.8 | 0.249 | 0.1992
WCMA | Chemical | WAT | 0.8 | 0.249 | 0.1992
WCMA | Chicopee Hydroelectric Station | WAT | 1.2 | 0.232 | 0.2784
WCMA | Chicopee Hydroelectric Station | WAT | 1.2 | 0.232 | 0.2784
WCMA | Cobble Mountain | WAT | 13 | 0.101 | 1.313
WCMA | Cobble Mountain | WAT | 7 | 0.101 | 0.707
WCMA | Cobble Mountain | WAT | 13 | 0.101 | 1.313
WCMA | Collins Facility | WAT | 0.6 | 0.458 | 0.2748
WCMA | Collins Facility | WAT | 0.6 | 0.458 | 0.2748
NEMA | Cosgrove Intake and Power Station | WAT | 1.6 | 0.142 | 0.2272
NEMA | Cosgrove Intake and Power Station | WAT | 1.6 | 0.142 | 0.2272
NEMA | Deer Island Treatment Plant | WAT | 1 | 0.225 | 0.225
NEMA | Deer Island Treatment Plant | WAT | 1 | 0.225 | 0.225
WCMA | Deerfield 2 | WAT | 1.6 | 0.846 | 1.3536
WCMA | Deerfield 2 | WAT | 1.6 | 0.846 | 1.3536
WCMA | Deerfield 2 | WAT | 1.6 | 0.846 | 1.3536
WCMA | Deerfield 3 | WAT | 1.6 | 0.793 | 1.2688
WCMA | Deerfield 3 | WAT | 1.6 | 0.793 | 1.2688
WCMA | Deerfield 3 | WAT | 1.6 | 0.793 | 1.2688
WCMA | Deerfield 4 | WAT | 1.6 | 0.664 | 1.0624
WCMA | Deerfield 4 | WAT | 1.6 | 0.664 | 1.0624
WCMA | Deerfield 4 | WAT | 1.6 | 0.664 | 1.0624
WCMA | Deerfield 5 | WAT | 17.5 | 0.415 | 7.2625
WCMA | Dwight | WAT | 0.4 | 0.606 | 0.2424
WCMA | Dwight | WAT | 0.4 | 0.606 | 0.2424
WCMA | Dwight | WAT | 0.4 | 0.606 | 0.2424
WCMA | Fife Brook | WAT | 11.2 | 0.346 | 3.8752
WCMA | Gardners Falls | WAT | 0.9 | 0.309 | 0.2781
WCMA | Gardners Falls | WAT | 0.9 | 0.309 | 0.2781
WCMA | Gardners Falls | WAT | 1.3 | 0.309 | 0.4017
WCMA | Hadley Falls | WAT | 17.6 | 0.552 | 9.7152
WCMA | Hadley Falls | WAT | 15.8 | 0.552 | 8.7216
WCMA | Harris Energy Realty | WAT | 0.3 | 0 | 0
WCMA | Harris Energy Realty | WAT | 0.5 | 0 | 0
WCMA | Harris Energy Realty | WAT | 0.5 | 0 | 0
WCMA | Indian Orchard | WAT | 1.5 | 0.206 | 0.309
WCMA | Indian Orchard | WAT | 2.2 | 0.206 | 0.4532
NEMA | Lawrence Hydroelectric Associates | WAT | 7.4 | 0.569 | 4.2106
NEMA | Lawrence Hydroelectric Associates | WAT | 7.4 | 0.569 | 4.2106
WCMA | Northfield Mountain | WAT | 292 | -0.029 | -8.468
WCMA | Northfield Mountain | WAT | 292 | -0.029 | -8.468
WCMA | Northfield Mountain | WAT | 292 | -0.029 | -8.468
WCMA | Northfield Mountain | WAT | 292 | -0.029 | -8.468
WCMA | Oakdale Power Station | WAT | 3.5 | 0.282 | 0.987
NEMA | Pepperell Hydro Power Plant | WAT | 0.8 | 0.393 | 0.3144
NEMA | Pepperell Hydro Power Plant | WAT | 0.8 | 0.393 | 0.3144
NEMA | Pepperell Hydro Power Plant | WAT | 0.6 | 0.393 | 0.2358
WCMA | Putts Bridge | WAT | 1.6 | 0.805 | 1.288
WCMA | Putts Bridge | WAT | 1.6 | 0.805 | 1.288
WCMA | Redbridge | WAT | 1.8 | 0.723 | 1.3014
WCMA | Redbridge | WAT | 1.8 | 0.723 | 1.3014
WCMA | Riverside Holyoke | WAT | 0.8 | 0.471 | 0.3768
WCMA | Riverside Holyoke | WAT | 0.6 | 0.471 | 0.2826
WCMA | Riverside Holyoke | WAT | 1.5 | 0.471 | 0.7065
WCMA | Riverside Holyoke | WAT | 4 | 0.471 | 1.884
WCMA | Sherman | WAT | 7.2 | 0.559 | 4.0248
WCMA | Texon Hydroelectric Project | WAT | 1.5 | 0.477 | 0.7155
WCMA | Turners Falls | WAT | 1.4 | 0.414 | 0.5796
WCMA | Turners Falls | WAT | 0.4 | 0.414 | 0.1656
WCMA | Turners Falls | WAT | 1.3 | 0.414 | 0.5382
WCMA | Turners Falls | WAT | 1.3 | 0.414 | 0.5382
WCMA | Turners Falls | WAT | 1.3 | 0.414 | 0.5382
ME | Androscoggin 3 | WAT | 3.6 | 0 | 0
ME | Anson Abenaki Hydros | WAT | 3 | 0.524 | 1.572
ME | Anson Abenaki Hydros | WAT | 2.7 | 0.524 | 1.4148
ME | Anson Abenaki Hydros | WAT | 3 | 0.524 | 1.572
ME | Anson Abenaki Hydros | WAT | 3 | 0.524 | 1.572
ME | Anson Abenaki Hydros | WAT | 2.5 | 0.524 | 1.31
ME | Anson Abenaki Hydros | WAT | 3 | 0.524 | 1.572
ME | Anson Abenaki Hydros | WAT | 2.5 | 0.524 | 1.31
ME | Anson Abenaki Hydros | WAT | 0.3 | 0.524 | 0.1572
ME | Anson Abenaki Hydros | WAT | 1.8 | 0.524 | 0.9432
ME | Anson Abenaki Hydros | WAT | 1.8 | 0.524 | 0.9432
ME | Anson Abenaki Hydros | WAT | 1.8 | 0.524 | 0.9432
ME | Anson Abenaki Hydros | WAT | 1.8 | 0.524 | 0.9432
ME | Anson Abenaki Hydros | WAT | 1.8 | 0.524 | 0.9432
ME | Aziscohos Hydroelectric Project | WAT | 6.7 | 0.592 | 3.9664
ME | Bar Mills | WAT | 2 | 0 | 0
ME | Bar Mills | WAT | 2 | 0 | 0
ME | Barker Lower | WAT | 1.5 | 0.189 | 0.2835
ME | Benton Falls Associates | WAT | 3.5 | 0.406 | 1.421
ME | Benton Falls Associates | WAT | 0.7 | 0.406 | 0.2842
ME | Bonny Eagle | WAT | 1.2 | 0.557 | 0.6684
ME | Bonny Eagle | WAT | 1.2 | 0.557 | 0.6684
ME | Bonny Eagle | WAT | 1.2 | 0.557 | 0.6684
ME | Bonny Eagle | WAT | 1.2 | 0.557 | 0.6684
ME | Bonny Eagle | WAT | 1.2 | 0.557 | 0.6684
ME | Bonny Eagle | WAT | 1.2 | 0.557 | 0.6684
ME | Brassua Hydroelectric Project | WAT | 3.6 | 0.518 | 1.8648
ME | Brunswick Hydro | WAT | 12.6 | 0.494 | 6.2244
ME | Brunswick Hydro | WAT | 3.5 | 0.494 | 1.729
ME | Brunswick Hydro | WAT | 3.5 | 0.494 | 1.729
ME | Cataract Hydro | WAT | 6.6 | 0.344 | 2.2704
ME | Charles E Monty | WAT | 14.2 | 0.56 | 7.952
ME | Charles E Monty | WAT | 14.2 | 0.56 | 7.952
ME | Deer Rips | WAT | 0.6 | 0.609 | 0.3654
ME | Deer Rips | WAT | 0.6 | 0.609 | 0.3654
ME | Deer Rips | WAT | 0.9 | 0.609 | 0.5481
ME | Deer Rips | WAT | 0.8 | 0.609 | 0.4872
ME | Deer Rips | WAT | 0.8 | 0.609 | 0.4872
ME | Deer Rips | WAT | 1.8 | 0.609 | 1.0962
ME | Deer Rips | WAT | 1 | 0.609 | 0.609
ME | Ellsworth Hydro Station | WAT | 2.5 | 0.333 | 0.8325
ME | Ellsworth Hydro Station | WAT | 2 | 0.333 | 0.666
ME | Ellsworth Hydro Station | WAT | 2 | 0.333 | 0.666
ME | Ellsworth Hydro Station | WAT | 2.4 | 0.333 | 0.7992
ME | Gardiner | WAT | 1 | 0.425 | 0.425
ME | Great Lakes Hydro America - ME | WAT | 1.3 | 0.541 | 0.7033
ME | Great Lakes Hydro America - ME | WAT | 5.3 | 0.541 | 2.8673
ME | Great Lakes Hydro America - ME | WAT | 4.1 | 0.541 | 2.2181
ME | Great Lakes Hydro America - ME | WAT | 4.1 | 0.541 | 2.2181
ME | Great Lakes Hydro America - ME | WAT | 3 | 0.541 | 1.623
ME | Great Lakes Hydro America - ME | WAT | 1.6 | 0.541 | 0.8656
ME | Great Lakes Hydro America - ME | WAT | 1.6 | 0.541 | 0.8656
ME | Great Lakes Hydro America - ME | WAT | 1.6 | 0.541 | 0.8656
ME | Great Lakes Hydro America - ME | WAT | 1.6 | 0.541 | 0.8656
ME | Great Lakes Hydro America - ME | WAT | 1.6 | 0.541 | 0.8656
ME | Great Lakes Hydro America - ME | WAT | 1.6 | 0.541 | 0.8656
ME | Great Lakes Hydro America - ME | WAT | 12.2 | 0.541 | 6.6002
ME | Great Lakes Hydro America - ME | WAT | 12.2 | 0.541 | 6.6002
ME | Great Lakes Hydro America - ME | WAT | 13.2 | 0.541 | 7.1412
ME | Great Lakes Hydro America - ME | WAT | 5.5 | 0.541 | 2.9755
ME | Great Lakes Hydro America - ME | WAT | 5.5 | 0.541 | 2.9755
ME | Great Lakes Hydro America - ME | WAT | 5.1 | 0.541 | 2.7591
ME | Great Lakes Hydro America - ME | WAT | 5.1 | 0.541 | 2.7591
ME | Great Lakes Hydro America - ME | WAT | 5.1 | 0.541 | 2.7591
ME | Great Lakes Hydro America - ME | WAT | 4 | 0.541 | 2.164
ME | Great Lakes Hydro America - ME | WAT | 5.4 | 0.541 | 2.9214
ME | Great Lakes Hydro America - ME | WAT | 5.4 | 0.541 | 2.9214
ME | Great Lakes Hydro America - ME | WAT | 3.2 | 0.541 | 1.7312
ME | Great Lakes Hydro America - ME | WAT | 3.2 | 0.541 | 1.7312
ME | Great Lakes Hydro America - ME | WAT | 3.2 | 0.541 | 1.7312
ME | Great Lakes Hydro America - ME | WAT | 4.8 | 0.541 | 2.5968
ME | Great Lakes Hydro America - ME | WAT | 4.8 | 0.541 | 2.5968
ME | Great Lakes Hydro America - ME | WAT | 4.8 | 0.541 | 2.5968
ME | Great Lakes Hydro America - ME | WAT | 4.8 | 0.541 | 2.5968
ME | Gulf Island | WAT | 6.4 | 0.841 | 5.3824
ME | Gulf Island | WAT | 6.4 | 0.841 | 5.3824
ME | Gulf Island | WAT | 6.4 | 0.841 | 5.3824
ME | Harris Hydro | WAT | 15 | 0.284 | 4.26
ME | Harris Hydro | WAT | 30 | 0.284 | 8.52
ME | Harris Hydro | WAT | 30 | 0.284 | 8.52
ME | Harris Hydro | WAT | 1.4 | 0.284 | 0.3976
ME | Hiram | WAT | 2.4 | 0.435 | 1.044
ME | Hiram | WAT | 8.1 | 0.435 | 3.5235
ME | Hydro Kennebec Project | WAT | 7.7 | 0.616 | 4.7432
ME | Hydro Kennebec Project | WAT | 7.7 | 0.616 | 4.7432
ME | International Paper Jay Hydro | WAT | 0.5 | 0.608 | 0.304
ME | International Paper Jay Hydro | WAT | 0.5 | 0.608 | 0.304
ME | International Paper Jay Hydro | WAT | 0.5 | 0.608 | 0.304
ME | International Paper Jay Hydro | WAT | 0.5 | 0.608 | 0.304
ME | International Paper Jay Hydro | WAT | 0.5 | 0.608 | 0.304
ME | International Paper Jay Hydro | WAT | 0.6 | 0.608 | 0.3648
ME | International Paper Livermore Hydro | WAT | 1.1 | 0.442 | 0.4862
ME | International Paper Livermore Hydro | WAT | 1.1 | 0.442 | 0.4862
ME | International Paper Livermore Hydro | WAT | 1.1 | 0.442 | 0.4862
ME | International Paper Livermore Hydro | WAT | 1.2 | 0.442 | 0.5304
ME | International Paper Livermore Hydro | WAT | 1.1 | 0.442 | 0.4862
ME | International Paper Livermore Hydro | WAT | 0.7 | 0.442 | 0.3094
ME | International Paper Livermore Hydro | WAT | 0.9 | 0.442 | 0.3978
ME | International Paper Livermore Hydro | WAT | 1 | 0.442 | 0.442
ME | International Paper Riley Hydro | WAT | 1.1 | 0.454 | 0.4994
ME | International Paper Riley Hydro | WAT | 1.1 | 0.454 | 0.4994
ME | International Paper Riley Hydro | WAT | 1.1 | 0.454 | 0.4994
ME | International Paper Riley Hydro | WAT | 1.1 | 0.454 | 0.4994
ME | International Paper Riley Hydro | WAT | 1.1 | 0.454 | 0.4994
ME | International Paper Riley Hydro | WAT | 1.1 | 0.454 | 0.4994
ME | Lockwood Hydroelectric Facility | WAT | 0.8 | 0.438 | 0.3504
ME | Lockwood Hydroelectric Facility | WAT | 0.8 | 0.438 | 0.3504
ME | Lockwood Hydroelectric Facility | WAT | 0.8 | 0.438 | 0.3504
ME | Lockwood Hydroelectric Facility | WAT | 0.8 | 0.438 | 0.3504
ME | Lockwood Hydroelectric Facility | WAT | 0.8 | 0.438 | 0.3504
ME | Lockwood Hydroelectric Facility | WAT | 0.8 | 0.438 | 0.3504
ME | Lockwood Hydroelectric Facility | WAT | 2.4 | 0.438 | 1.0512
ME | Mechanic Falls | WAT | 1 | 0.148 | 0.148
ME | Mechanic Falls | WAT | 0.4 | 0.148 | 0.0592
ME | Medway Hydro | WAT | 0.8 | 0.857 | 0.6856
ME | Medway Hydro | WAT | 0.8 | 0.857 | 0.6856
ME | Medway Hydro | WAT | 0.8 | 0.857 | 0.6856
ME | Medway Hydro | WAT | 0.8 | 0.857 | 0.6856
ME | Medway Hydro | WAT | 0.8 | 0.857 | 0.6856
ME | Messalonskee 2 (Oakland) | WAT | 2.8 | 0.352 | 0.9856
ME | Messalonskee 3 | WAT | 1.6 | 0.351 | 0.5616
ME | Messalonskee 5 | WAT | 1.8 | 0.296 | 0.5328
ME | Milford Hydro Station | WAT | 0.7 | 0.534 | 0.3738
ME | Milford Hydro Station | WAT | 0.7 | 0.534 | 0.3738
ME | Milford Hydro Station | WAT | 1.6 | 0.534 | 0.8544
ME | Milford Hydro Station | WAT | 1.6 | 0.534 | 0.8544
ME | Milford Hydro Station | WAT | 1.6 | 0.534 | 0.8544
ME | Milford Hydro Station | WAT | 1.6 | 0.534 | 0.8544
ME | North Gorham | WAT | 1.1 | 0.534 | 0.5874
ME | North Gorham | WAT | 1.1 | 0.534 | 0.5874
ME | Orono B | WAT | 1.3 | 0.701 | 0.9113
ME | Orono B | WAT | 1.3 | 0.701 | 0.9113
ME | Orono B | WAT | 1.3 | 0.701 | 0.9113
ME | Orono Hydro Station | WAT | 0.5 | 0.304 | 0.152
ME | Orono Hydro Station | WAT | 0.6 | 0.304 | 0.1824
ME | Orono Hydro Station | WAT | 0.8 | 0.304 | 0.2432
ME | Orono Hydro Station | WAT | 0.8 | 0.304 | 0.2432
ME | Otis Hydro | WAT | 5.1 | 0.573 | 2.9223
ME | Otis Hydro | WAT | 5.1 | 0.573 | 2.9223
ME | Pejepscot Hydroelectric Project | WAT | 12.3 | 0.357 | 4.3911
ME | Pejepscot Hydroelectric Project | WAT | 0.4 | 0.357 | 0.1428
ME | Pejepscot Hydroelectric Project | WAT | 0.3 | 0.357 | 0.1071
ME | Pejepscot Hydroelectric Project | WAT | 0.5 | 0.357 | 0.1785
ME | Pittsfield Hydro | WAT | 0.4 | 0.343 | 0.1372
ME | Pittsfield Hydro | WAT | 0.3 | 0.343 | 0.1029
ME | Pittsfield Hydro | WAT | 0.4 | 0.343 | 0.1372
ME | Pumpkin Hill | WAT | 1 | 0.502 | 0.502
ME | Rumford Falls Hydro Facility | WAT | 8.1 | 0.675 | 5.4675
ME | Rumford Falls Hydro Facility | WAT | 8.1 | 0.675 | 5.4675
ME | Rumford Falls Hydro Facility | WAT | 8.8 | 0.675 | 5.94
ME | Rumford Falls Hydro Facility | WAT | 7.6 | 0.675 | 5.13
ME | Rumford Falls Hydro Facility | WAT | 7.6 | 0.675 | 5.13
ME | S D Warren Westbrook | WAT | 0.6 | 0.436 | 0.2616
ME | S D Warren Westbrook | WAT | 0.6 | 0.436 | 0.2616
ME | S D Warren Westbrook | WAT | 0.6 | 0.436 | 0.2616
ME | S D Warren Westbrook | WAT | 0.8 | 0.436 | 0.3488
ME | S D Warren Westbrook | WAT | 0.8 | 0.436 | 0.3488
ME | S D Warren Westbrook | WAT | 0.8 | 0.436 | 0.3488
ME | S D Warren Westbrook | WAT | 0.6 | 0.436 | 0.2616
ME | S D Warren Westbrook | WAT | 0.6 | 0.436 | 0.2616
ME | S D Warren Westbrook | WAT | 0.2 | 0.436 | 0.0872
ME | S D Warren Westbrook | WAT | 0.2 | 0.436 | 0.0872
ME | S D Warren Westbrook | WAT | 0.2 | 0.436 | 0.0872
ME | S D Warren Westbrook | WAT | 0.2 | 0.436 | 0.0872
ME | S D Warren Westbrook | WAT | 0.5 | 0.436 | 0.218
ME | S D Warren Westbrook | WAT | 0.5 | 0.436 | 0.218
ME | S D Warren Westbrook | WAT | 0.4 | 0.436 | 0.1744
ME | S D Warren Westbrook | WAT | 0.4 | 0.436 | 0.1744
ME | S D Warren Westbrook | WAT | 0.4 | 0.436 | 0.1744
ME | Salmon Falls | WAT | 0.4 | 0.4 | 0.16
ME | Salmon Falls | WAT | 0.4 | 0.4 | 0.16
ME | Salmon Falls | WAT | 0.4 | 0.4 | 0.16
ME | Shawmut | WAT | 0.7 | 0.585 | 0.4095
ME | Shawmut | WAT | 0.7 | 0.585 | 0.4095
ME | Shawmut | WAT | 0.7 | 0.585 | 0.4095
ME | Shawmut | WAT | 0.7 | 0.585 | 0.4095
ME | Shawmut | WAT | 0.7 | 0.585 | 0.4095
ME | Shawmut | WAT | 0.9 | 0.585 | 0.5265
ME | Shawmut | WAT | 2.2 | 0.585 | 1.287
ME | Shawmut | WAT | 2.2 | 0.585 | 1.287
ME | Skelton | WAT | 8.4 | 0.747 | 6.2748
ME | Skelton | WAT | 8.4 | 0.747 | 6.2748
ME | Stillwater B | WAT | 0.8 | 0.549 | 0.4392
ME | Stillwater B | WAT | 0.8 | 0.549 | 0.4392
ME | Stillwater B | WAT | 0.8 | 0.549 | 0.4392
ME | Stillwater Hydro Station | WAT | 0.4 | 0.551 | 0.2204
ME | Stillwater Hydro Station | WAT | 0.4 | 0.551 | 0.2204
ME | Stillwater Hydro Station | WAT | 0.4 | 0.551 | 0.2204
ME | Stillwater Hydro Station | WAT | 0.6 | 0.551 | 0.3306
ME | Upper Barker | WAT | 1 | 0.491 | 0.491
ME | West Buxton | WAT | 0.6 | 0.289 | 0.1734
ME | West Buxton | WAT | 0.6 | 0.289 | 0.1734
ME | West Buxton | WAT | 1.1 | 0.289 | 0.3179
ME | West Buxton | WAT | 0.7 | 0.289 | 0.2023
ME | West Buxton | WAT | 0.7 | 0.289 | 0.2023
ME | West Buxton | WAT | 4 | 0.289 | 1.156
ME | West Enfield Hydro | WAT | 6.5 | 0.728 | 4.732
ME | West Enfield Hydro | WAT | 6.5 | 0.728 | 4.732
ME | Weston Hydro | WAT | 3 | 0.812 | 2.436
ME | Weston Hydro | WAT | 3 | 0.812 | 2.436
ME | Weston Hydro | WAT | 3 | 0.812 | 2.436
ME | Weston Hydro | WAT | 3 | 0.812 | 2.436
ME | Williams Hydro | WAT | 7 | 0.72 | 5.04
ME | Williams Hydro | WAT | 6 | 0.72 | 4.32
ME | Worumbo Hydro Station | WAT | 9.7 | 0.508 | 4.9276
ME | Worumbo Hydro Station | WAT | 9.7 | 0.508 | 4.9276
ME | Wyman Hydro | WAT | 24 | 0.56 | 13.44
ME | Wyman Hydro | WAT | 24 | 0.56 | 13.44
ME | Wyman Hydro | WAT | 24 | 0.56 | 13.44
NH | Amoskeag | WAT | 6 | 0.742 | 4.452
NH | Amoskeag | WAT | 5 | 0.742 | 3.71
NH | Amoskeag | WAT | 5 | 0.742 | 3.71
NH | Ayers Island | WAT | 2.8 | 0.654 | 1.8312
NH | Ayers Island | WAT | 2.8 | 0.654 | 1.8312
NH | Ayers Island | WAT | 2.8 | 0.654 | 1.8312
NH | Berlin Gorham | WAT | 2.4 | 0.448 | 1.0752
NH | Berlin Gorham | WAT | 2.4 | 0.448 | 1.0752
NH | Berlin Gorham | WAT | 3.1 | 0.448 | 1.3888
NH | Berlin Gorham | WAT | 1.2 | 0.448 | 0.5376
NH | Berlin Gorham | WAT | 1.2 | 0.448 | 0.5376
NH | Berlin Gorham | WAT | 1.2 | 0.448 | 0.5376
NH | Berlin Gorham | WAT | 1.2 | 0.448 | 0.5376
NH | Berlin Gorham | WAT | 3.8 | 0.448 | 1.7024
NH | Berlin Gorham | WAT | 4.1 | 0.448 | 1.8368
NH | Berlin Gorham | WAT | 0.9 | 0.448 | 0.4032
NH | Berlin Gorham | WAT | 0.9 | 0.448 | 0.4032
NH | Berlin Gorham | WAT | 1.8 | 0.448 | 0.8064
NH | Berlin Gorham | WAT | 0.8 | 0.448 | 0.3584
NH | Berlin Gorham | WAT | 0.8 | 0.448 | 0.3584
NH | Berlin Gorham | WAT | 0.7 | 0.448 | 0.3136
NH | Berlin Gorham | WAT | 0.8 | 0.448 | 0.3584
NH | Berlin Gorham | WAT | 0.6 | 0.448 | 0.2688
NH | Berlin Gorham | WAT | 0.6 | 0.448 | 0.2688
NH | Berlin Gorham | WAT | 0.6 | 0.448 | 0.2688
NH | Berlin Gorham | WAT | 0.5 | 0.448 | 0.224
NH | Berlin Gorham | WAT | 0.7 | 0.448 | 0.3136
NH | China Mill Hydro | WAT | 1.7 | 0.246 | 0.4182
NH | Clement Dam Hydro LLC | WAT | 2.4 | 0.502 | 1.2048
NH | Comerford | WAT | 22 | 0.24 | 5.28
NH | Comerford | WAT | 48.6 | 0.24 | 11.664
NH | Comerford | WAT | 48.6 | 0.24 | 11.664
NH | Comerford | WAT | 48.6 | 0.24 | 11.664
NH | Dodge Falls Associates | WAT | 5 | 0.6 | 3
NH | Eastman Falls | WAT | 1.8 | 0.521 | 0.9378
NH | Eastman Falls | WAT | 4.6 | 0.521 | 2.3966
NH | EHC West Hopkinton | WAT | 1 | 0.211 | 0.211
NH | Errol Hydroelectric Project | WAT | 3 | 0.552 | 1.656
NH | Garvins Falls | WAT | 3.4 | 0.368 | 1.2512
NH | Garvins Falls | WAT | 3.4 | 0.368 | 1.2512
NH | Garvins Falls | WAT | 2.4 | 0.368 | 0.8832
NH | Garvins Falls | WAT | 3.2 | 0.368 | 1.1776
NH | Gorham | WAT | 0.4 | 0.66 | 0.264
NH | Gorham | WAT | 0.4 | 0.66 | 0.264
NH | Gorham | WAT | 0.7 | 0.66 | 0.462
NH | Gorham | WAT | 0.7 | 0.66 | 0.462
NH | Gregg Falls | WAT | 2.2 | 0.431 | 0.9482
NH | Gregg Falls | WAT | 1.3 | 0.431 | 0.5603
NH | Hillsborough Hosiery | WAT | 0.6 | 0.471 | 0.2826
NH | Hillsborough Hosiery | WAT | 0.6 | 0.471 | 0.2826
NH | Hooksett | WAT | 1.6 | 0.504 | 0.8064
NH | Jackman | WAT | 3.2 | 0.535 | 1.712
NH | Lochmere Hydroelectric Plant | WAT | 0.3 | 0.31 | 0.093
NH | Lochmere Hydroelectric Plant | WAT | 0.3 | 0.31 | 0.093
NH | Lochmere Hydroelectric Plant | WAT | 0.3 | 0.31 | 0.093
NH | Lochmere Hydroelectric Plant | WAT | 0.3 | 0.31 | 0.093
NH | Lower Village Water Power Project | WAT | 0.6 | 0.588 | 0.3528
NH | Lower Village Water Power Project | WAT | 0.6 | 0.588 | 0.3528
NH | Mascoma Hydro | WAT | 0.5 | 0.147 | 0.0735
NH | Mascoma Hydro | WAT | 0.5 | 0.147 | 0.0735
NH | Mascoma Hydro | WAT | 0.5 | 0.147 | 0.0735
NH | Milton Hydro | WAT | 0.2 | 0.54 | 0.108
NH | Milton Hydro | WAT | 0.4 | 0.54 | 0.216
NH | Milton Hydro | WAT | 0.3 | 0.54 | 0.162
NH | Milton Hydro | WAT | 0.5 | 0.54 | 0.27
NH | Mine Falls Generating Station | WAT | 1.5 | 0.61 | 0.915
NH | Mine Falls Generating Station | WAT | 1.5 | 0.61 | 0.915
NH | Newfound Hydroelectric | WAT | 0.7 | 0.48 | 0.336
NH | Newfound Hydroelectric | WAT | 0.7 | 0.48 | 0.336
NH | Pembroke Hydro | WAT | 2.7 | 0.516 | 1.3932
NH | Penacook Lower Falls | WAT | 4.6 | 0.444 | 2.0424
NH | Penacook Upper Falls Hydro | WAT | 3.4 | 0.616 | 2.0944
NH | Pontook Hydro Facility | WAT | 3.5 | 0.571 | 1.9985
NH | Pontook Hydro Facility | WAT | 3.5 | 0.571 | 1.9985
NH | Pontook Hydro Facility | WAT | 3.5 | 0.571 | 1.9985
NH | Rolfe Canal Hydro | WAT | 4.3 | 0.401 | 1.7243
NH | Rollinsford | WAT | 0.7 | 0.513 | 0.3591
NH | Rollinsford | WAT | 0.7 | 0.513 | 0.3591
NH | S C Moore | WAT | 47.7 | 0.159 | 7.5843
NH | S C Moore | WAT | 47.7 | 0.159 | 7.5843
NH | S C Moore | WAT | 47.7 | 0.159 | 7.5843
NH | S C Moore | WAT | 47.7 | 0.159 | 7.5843
NH | Smith (NH) | WAT | 15 | 0.875 | 13.125
NH | Somersworth Lower Great Dam | WAT | 1.3 | 0.302 | 0.3926
NH | Stevens Mills Dam | WAT | 0.2 | 0.319 | 0.0638
NH | Stevens Mills Dam | WAT | 1.7 | 0.319 | 0.5423
RI | Blackstone/Tupperware | WAT | 0.4 | 0.293 | 0.1172
RI | Blackstone/Tupperware | WAT | 0.4 | 0.293 | 0.1172
RI | Blackstone/Tupperware | WAT | 0.4 | 0.293 | 0.1172
RI | Blackstone/Tupperware | WAT | 0.4 | 0.293 | 0.1172
VT | Ball Mountain Hydro | WAT | 0.2 | 0.122 | 0.0244
VT | Ball Mountain Hydro | WAT | 0.2 | 0.122 | 0.0244
VT | Ball Mountain Hydro | WAT | 0.2 | 0.122 | 0.0244
VT | Ball Mountain Hydro | WAT | 0.2 | 0.122 | 0.0244
VT | Ball Mountain Hydro | WAT | 0.2 | 0.122 | 0.0244
VT | Ball Mountain Hydro | WAT | 0.2 | 0.122 | 0.0244
VT | Ball Mountain Hydro | WAT | 0.2 | 0.122 | 0.0244
VT | Ball Mountain Hydro | WAT | 0.2 | 0.122 | 0.0244
VT | Ball Mountain Hydro | WAT | 0.2 | 0.122 | 0.0244
VT | Ball Mountain Hydro | WAT | 0.2 | 0.122 | 0.0244
VT | Ball Mountain Hydro | WAT | 0.2 | 0.122 | 0.0244
VT | Ball Mountain Hydro | WAT | 0.2 | 0.122 | 0.0244
VT | Beldens | WAT | 0.8 | 0.354 | 0.2832
VT | Beldens | WAT | 0.8 | 0.354 | 0.2832
VT | Beldens | WAT | 4.1 | 0.354 | 1.4514
VT | Bellows Falls | WAT | 13.6 | 0.689 | 9.3704
VT | Bellows Falls | WAT | 13.6 | 0.689 | 9.3704
VT | Bellows Falls | WAT | 13.6 | 0.689 | 9.3704
VT | Bolton Falls | WAT | 4.4 | 0.25 | 1.1
VT | Bolton Falls | WAT | 4.4 | 0.25 | 1.1
VT | Boltonville Hydro Associates | WAT | 0.5 | 0.381 | 0.1905
VT | Boltonville Hydro Associates | WAT | 0.3 | 0.381 | 0.1143
VT | Boltonville Hydro Associates | WAT | 0.3 | 0.381 | 0.1143
VT | Cadys Falls | WAT | 0.8 | 0.1 | 0.08
VT | Cadys Falls | WAT | 0.8 | 0.1 | 0.08
VT | Canaan | WAT | 1.1 | 0.386 | 0.4246
VT | Cavendish | WAT | 0.6 | 0.42 | 0.252
VT | Cavendish | WAT | 0.6 | 0.42 | 0.252
VT | Cavendish | WAT | 0.5 | 0.42 | 0.21
VT | Chace Mill Winooski One | WAT | 2.5 | 0.379 | 0.9475
VT | Chace Mill Winooski One | WAT | 2.5 | 0.379 | 0.9475
VT | Chace Mill Winooski One | WAT | 2.5 | 0.379 | 0.9475
VT | Clark Falls | WAT | 3 | 0.583 | 1.749
VT | Deweys Mill | WAT | 2.5 | 0.085 | 0.2125
VT | Deweys Mill | WAT | 0.5 | 0.085 | 0.0425
VT | East Barnet | WAT | 2.2 | 0.304 | 0.6688
VT | Essex Junction 19 | WAT | 1.8 | 0.45 | 0.81
VT | Essex Junction 19 | WAT | 1.8 | 0.45 | 0.81
VT | Essex Junction 19 | WAT | 1.8 | 0.45 | 0.81
VT | Essex Junction 19 | WAT | 1.8 | 0.45 | 0.81
VT | Essex Junction 19 | WAT | 0.8 | 0.45 | 0.36
VT | Fairfax Falls | WAT | 1.4 | 0.601 | 0.8414
VT | Fairfax Falls | WAT | 2.1 | 0.601 | 1.2621
VT | Gilman Mill | WAT | 2.2 | 0.582 | 1.2804
VT | Gilman Mill | WAT | 1 | 0.582 | 0.582
VT | Gilman Mill | WAT | 0.8 | 0.582 | 0.4656
VT | Gilman Mill | WAT | 0.8 | 0.582 | 0.4656
VT | Glen | WAT | 1 | 0.472 | 0.472
VT | Glen | WAT | 1 | 0.472 | 0.472
VT | Gorge 18 | WAT | 3 | 0.373 | 1.119
VT | Great Falls (VT) | WAT | 0.3 | 0.189 | 0.0567
VT | Great Falls (VT) | WAT | 0.3 | 0.189 | 0.0567
VT | Great Falls (VT) | WAT | 1.3 | 0.189 | 0.2457
VT | Harriman | WAT | 11.2 | 0.438 | 4.9056
VT | Harriman | WAT | 11.2 | 0.438 | 4.9056
VT | Harriman | WAT | 11.2 | 0.438 | 4.9056
VT | Highgate Falls | WAT | 1.1 | 0.342 | 0.3762
VT | Highgate Falls | WAT | 1 | 0.342 | 0.342
VT | Highgate Falls | WAT | 3.2 | 0.342 | 1.0944
VT | Highgate Falls | WAT | 5.8 | 0.342 | 1.9836
VT | Huntington Falls | WAT | 0.8 | 0.435 | 0.348
VT | Huntington Falls | WAT | 0.8 | 0.435 | 0.348
VT | Huntington Falls | WAT | 4.1 | 0.435 | 1.7835
VT | Lower Middlebury | WAT | 0.8 | 0.323 | 0.2584
VT | Lower Middlebury | WAT | 0.8 | 0.323 | 0.2584
VT | Lower Middlebury | WAT | 0.8 | 0.323 | 0.2584
VT | Marshfield 6 | WAT | 5 | 0.203 | 1.015
VT | Mcindoes | WAT | 2.6 | 0.502 | 1.3052
VT | Mcindoes | WAT | 2.6 | 0.502 | 1.3052
VT | Mcindoes | WAT | 2.6 | 0.502 | 1.3052
VT | Mcindoes | WAT | 2.6 | 0.502 | 1.3052
VT | Middlesex 2 | WAT | 1.6 | 0.341 | 0.5456
VT | Middlesex 2 | WAT | 1.6 | 0.341 | 0.5456
VT | Milton | WAT | 3.7 | 0.519 | 1.9203
VT | Milton | WAT | 3.7 | 0.519 | 1.9203
VT | Morrisville | WAT | 0.6 | 0.226 | 0.1356
VT | Morrisville | WAT | 1.2 | 0.226 | 0.2712
VT | Newport | WAT | 1.7 | 0.43 | 0.731
VT | Newport | WAT | 1.7 | 0.43 | 0.731
VT | Newport | WAT | 0.6 | 0.43 | 0.258
VT | Ottauquechee Hydro | WAT | 1.2 | 0.168 | 0.2016
VT | Ottauquechee Hydro | WAT | 0.6 | 0.168 | 0.1008
VT | Peterson | WAT | 6.3 | 0.456 | 2.8728
VT | Pittsford | WAT | 1.3 | 0.322 | 0.4186
VT | Pittsford | WAT | 1.3 | 0.322 | 0.4186
VT | Pittsford | WAT | 1 | 0.322 | 0.322
VT | Proctor | WAT | 1.6 | 0.516 | 0.8256
VT | Proctor | WAT | 0.8 | 0.516 | 0.4128
VT | Proctor | WAT | 0.8 | 0.516 | 0.4128
VT | Proctor | WAT | 0.8 | 0.516 | 0.4128
VT | Proctor | WAT | 2.9 | 0.516 | 1.4964
VT | Salisbury | WAT | 1.3 | 0.303 | 0.3939
VT | Searsburg | WAT | 4 | 0.662 | 2.648
VT | Sheldon Springs Hydroelectric | WAT | 1.8 | 0.289 | 0.5202
VT | Sheldon Springs Hydroelectric | WAT | 1.8 | 0.289 | 0.5202
VT | Sheldon Springs Hydroelectric | WAT | 0.2 | 0.289 | 0.0578
VT | Sheldon Springs Hydroelectric | WAT | 10.2 | 0.289 | 2.9478
VT | Sheldon Springs Hydroelectric | WAT | 10.2 | 0.289 | 2.9478
VT | Sheldon Springs Hydroelectric | WAT | 1 | 0.289 | 0.289
VT | Silver Lake (VT) | WAT | 2.2 | 0.299 | 0.6578
VT | Smith (VT) | WAT | 1 | 0.208 | 0.208
VT | Smith (VT) | WAT | 0.5 | 0.208 | 0.104
VT | Vergennes 9 | WAT | 0.7 | 0.4 | 0.28
VT | Vergennes 9 | WAT | 0.7 | 0.4 | 0.28
VT | Vergennes 9 | WAT | 1 | 0.4 | 0.4
VT | Vernon Dam | WAT | 2 | 0.516 | 1.032
VT | Vernon Dam | WAT | 4.2 | 0.516 | 2.1672
VT | Vernon Dam | WAT | 2 | 0.516 | 1.032
VT | Vernon Dam | WAT | 2 | 0.516 | 1.032
VT | Vernon Dam | WAT | 2.5 | 0.516 | 1.29
VT | Vernon Dam | WAT | 4.5 | 0.516 | 2.322
VT | Vernon Dam | WAT | 5 | 0.516 | 2.58
VT | Vernon Dam | WAT | 5 | 0.516 | 2.58
VT | Vernon Dam | WAT | 4.5 | 0.516 | 2.322
VT | Vernon Dam | WAT | 4.2 | 0.516 | 2.1672
VT | W K Sanders | WAT | 0.9 | 0.064 | 0.0576
VT | W K Sanders | WAT | 0.9 | 0.064 | 0.0576
VT | Waterbury 22 | WAT | 5.5 | 0.147 | 0.8085
VT | West Charleston | WAT | 0.7 | 0.275 | 0.1925
VT | West Charleston | WAT | 0.7 | 0.275 | 0.1925
VT | West Danville 15 | WAT | 1 | 0.108 | 0.108
VT | Weybridge | WAT | 3 | 0.499 | 1.497
VT | Wilder | WAT | 16.2 | 0.48 | 7.776
VT | Wilder | WAT | 16.2 | 0.48 | 7.776
VT | Wilder | WAT | 3.2 | 0.48 | 1.536
VT | Wrightsville Hydro Plant | WAT | 0.1 | 0.286 | 0.0286
VT | Wrightsville Hydro Plant | WAT | 0.3 | 0.286 | 0.0858
VT | Wrightsville Hydro Plant | WAT | 0.6 | 0.286 | 0.1716
CT | Wind Colebrook South | WND | 5 | 0.281 | 1.405
WCMA | Berkshire Wind Power Project | WND | 15 | 0.261 | 3.915
SEMA | Camelot Wind LLC | WND | 1.5 | 0.203 | 0.3045
SEMA | Cape Cod Air Force Station - 6 SWS | WND | 1.7 | 0.268 | 0.4556
SEMA | Cape Cod Air Force Station - 6 SWS | WND | 1.7 | 0.268 | 0.4556
NEMA | Charlestown Wind Turbine | WND | 1.5 | 0.096 | 0.144
NEMA | Deer Island Treatment Plant | WND | 0.6 | 0.17 | 0.102
NEMA | Deer Island Treatment Plant | WND | 0.6 | 0.17 | 0.102
WCMA | Dept of Corrections NCCI Wind | WND | 1.7 | 0.248 | 0.4216
WCMA | Dept of Corrections NCCI Wind | WND | 1.7 | 0.248 | 0.4216
NEMA | Equity Industrial Turbines | WND | 4 | 0.189 | 0.756
SEMA | Fairhaven Wind | WND | 3 | 0.231 | 0.693
SEMA | Future Generation Wind | WND | 8 | 0.259 | 2.072
NEMA | Hull Wind II | WND | 1.8 | 0.312 | 0.5616
NEMA | Ipswich Wind Turbine | WND | 1.6 | 0.284 | 0.4544
SEMA | Kingston Wind Independence | WND | 2 | 0.117 | 0.234
SEMA | Lightolier Wind I Turbine | WND | 2 | 0.17 | 0.34
SEMA | MA Military Reservation Wind Project | WND | 1.5 | 0.262 | 0.393
SEMA | MA Military Reservation Wind Project | WND | 1.5 | 0.262 | 0.393
SEMA | MA Military Reservation Wind Project | WND | 1.5 | 0.262 | 0.393
WCMA | Mt Wachusett Community College | WND | 1.7 | 0.154 | 0.2618
WCMA | Mt Wachusett Community College | WND | 1.7 | 0.154 | 0.2618
WCMA | New England Wind LLC | WND | 28.5 | 0.31 | 8.835
SEMA | Notus Wind 1 | WND | 1.7 | 0.287 | 0.4879
WCMA | Princeton Wind Farm | WND | 3 | 0.149 | 0.447
SEMA | Scituate Wind | WND | 1.5 | 0.214 | 0.321
WCMA | Town of Otis Wind Energy Project | WND | 1.5 | 0 | 0
ME | Beaver Ridge Wind | WND | 4.5 | 0.301 | 1.3545
ME | Bingham Wind | WND | 186 | 0.306 | 56.916
ME | Bull Hill Wind Project | WND | 34.5 | 0.356 | 12.282
ME | Fox Island Wind LLC | WND | 4.5 | 0.269 | 1.2105
ME | Hancock Wind Plant | WND | 51 | 0.315 | 16.065
ME | Kibby Wind Facility | WND | 66 | 0.251 | 16.566
ME | Kibby Wind Facility | WND | 66 | 0.251 | 16.566
ME | Oakfield Wind Project | WND | 148 | 0.272 | 40.256
ME | Passadumkeag Windpark LLC | WND | 39.9 | 0.426 | 16.9974
ME | Pisgah Mountain Wind | WND | 9.1 | 0.383 | 3.4853
ME | Rollins Wind Project | WND | 60 | 0.288 | 17.28
ME | Saddleback Ridge Wind Farm | WND | 8.5 | 0.317 | 2.6945
ME | Saddleback Ridge Wind Farm | WND | 25.7 | 0.317 | 8.1469
ME | Stetson Wind I | WND | 57 | 0.233 | 13.281
ME | Stetson Wind II | WND | 25.5 | 0.238 | 6.069
NH | Granite Reliable Power | WND | 99 | 0.247 | 24.453
NH | Groton Wind LLC | WND | 48 | 0.25 | 12
NH | Jericho Power | WND | 14.3 | 0.204 | 2.9172
NH | Lempster Wind LLC | WND | 24 | 0.293 | 7.032
RI | Block Island Wind Farm | WND | 30 | 0.447 | 13.41
RI | NBC Field's Point Wind Farm | WND | 4.5 | 0.188 | 0.846
RI | WED Coventry 1 | WND | 1.5 | 0.203 | 0.3045
RI | WED Coventry 2 | WND | 1.5 | 0.19 | 0.285
RI | WED Coventry 2 | WND | 1.5 | 0.19 | 0.285
RI | WED Coventry 2 | WND | 1.5 | 0.19 | 0.285
RI | WED Coventry 3 | WND | 1.5 | 0.236 | 0.354
RI | WED Coventry 4 | WND | 1.5 | 0.197 | 0.2955
RI | WED Coventry 5 | WND | 1.5 | 0.226 | 0.339
RI | WED Coventry 6 | WND | 1.5 | 0.207 | 0.3105
RI | WED Coventry 6 | WND | 1.5 | 0.207 | 0.3105
RI | WED Coventry 6 | WND | 1.5 | 0.207 | 0.3105
RI | WED NK Green | WND | 1.5 | 0.17 | 0.255
RI | WED Portsmouth One, LLC | WND | 1.5 | 0.352 | 0.528
VT | Deerfield Wind LLC | WND | 30 | 0.339 | 10.17
VT | Georgia Mountain Community Wind Farm | WND | 10 | 0.302 | 3.02
VT | Kingdom Community Wind | WND | 65 | 0.282 | 18.33
VT | Searsburg Wind Turbine | WND | 6 | 0.234 | 1.404
VT | Sheffield Wind | WND | 40 | 0.242 | 9.68
Additional Generators
CT-Offshore |  | WND | 1872
RI-Offshore |  | WND | 401
SEMA-Offshore |  | WND | 3200
CT-PV |  | PV | 4713
RI-PV |  | PV | 414
VT-PV |  | PV | 471
NH-PV |  | PV | 129
ME-PV |  | PV | 894
NEMA-PV |  | PV | 1167
SEMA-PV |  | PV | 699
WEMA-PV |  | PV | 798
CT-Onshore |  | WND | 529
RI-Onshore |  | WND | 189
VT-Onshore |  | WND | 428
NH-Onshore |  | WND | 459
WEMA-Onshore |  | WND | 1859
CT-Hydro |  | WAT | 4
ME-Hydro |  | WAT | 50

## "Deleted" and Added Generators
Deleted and Added Generators
Sheet: Generators (Dispatch)
| name | typ | zone | netcap | seg1 | seg2 | seg3 | mincap | ramp | minu | mind | no_load | var_om | st_cost
Deleted | BridgeStreet12BS1 | coal | CT | 400 | 8.9128 | 10.1426 | 10.7575 | 140 | 100 | 12 | 12 | 637.0286 | 4.6 | 28000
| LebanonPines12LP1 | oil | CT | 2.6 | 7.7364 | 7.8664 | 7.9315 | 0.91 | 2.6 | 1 | 1 | 4.0011 | 2 | 182
| LebanonPines12LP2 | oil | CT | 2.6 | 7.7364 | 7.8664 | 7.9315 | 0.91 | 2.6 | 1 | 1 | 4.0011 | 2 | 182
| LNG12LNG1 | oil | CT | 2.6 | 8.0387 | 8.1687 | 8.2338 | 0.91 | 2.6 | 1 | 1 | 4.0011 | 2 | 182
| LNG12LNG2 | oil | CT | 2.6 | 8.0387 | 8.1687 | 8.2338 | 0.91 | 2.6 | 1 | 1 | 4.0011 | 2 | 182
| Middletown15 | oil | CT | 60.5 | 22.3252 | 22.4552 | 22.5202 | 21.175 | 60.5 | 1 | 1 | 93.1033 | 2 | 4235
| Middletown2 | oil | CT | 60.5 | 18.3871 | 18.5172 | 18.5822 | 21.175 | 60.5 | 1 | 1 | 93.1033 | 2 | 4235
| Middletown3 | oil | CT | 60.5 | 20.2581 | 20.3882 | 20.4532 | 21.175 | 60.5 | 1 | 1 | 93.1033 | 2 | 4235
| Middletown4 | oil | CT | 60.5 | 17.9343 | 18.0643 | 18.1293 | 21.175 | 60.5 | 1 | 1 | 93.1033 | 2 | 4235
| MilfordPowerLPGT1 | oil | CT | 414.9 | 14.1421 | 15.552 | 16.257 | 145.215 | 414.9 | 6 | 6 | 701.9279 | 3.17 | 29043
| NewHavenHarbor2 | oil | CT | 60.5 | 20.9988 | 21.1289 | 21.1939 | 21.175 | 60.5 | 1 | 1 | 93.1033 | 2 | 4235
| BucksportGenerationLLCGEN4 | oil | ME | 186.8 | 10.4833 | 10.6134 | 10.6784 | 65.38 | 186.8 | 1 | 1 | 287.4661 | 2 | 13076
| CapeGasTurbineGT4 | oil | ME | 17.5 | 19.5348 | 19.6649 | 19.7299 | 6.125 | 17.5 | 1 | 1 | 26.9307 | 2 | 1225
| CapeGasTurbineGT5 | oil | ME | 17.5 | 19.5348 | 19.6649 | 19.7299 | 6.125 | 17.5 | 1 | 1 | 26.9307 | 2 | 1225
| WilliamFWyman3 | oil | ME | 113.6 | 11.3104 | 12.7203 | 13.4252 | 39.76 | 113.6 | 6 | 6 | 192.1885 | 3.17 | 7952
| CherryStreet10 | oil | NEMA | 2.2 | 6.8773 | 7.0073 | 7.0723 | 0.77 | 2.2 | 1 | 1 | 3.3856 | 2 | 154
| CherryStreet11 | oil | NEMA | 2.2 | 6.8773 | 7.0073 | 7.0723 | 0.77 | 2.2 | 1 | 1 | 3.3856 | 2 | 154
| CherryStreet12 | oil | NEMA | 5.6 | 6.8773 | 7.0074 | 7.0724 | 1.96 | 5.6 | 1 | 1 | 8.6178 | 2 | 392
| CherryStreet7 | oil | NEMA | 3.3 | 6.8773 | 7.0074 | 7.0724 | 1.155 | 3.3 | 1 | 1 | 5.0784 | 2 | 231
| CherryStreet8 | oil | NEMA | 4 | 6.8773 | 7.0074 | 7.0724 | 1.4 | 4 | 1 | 1 | 6.1556 | 2 | 280
| ExelonFraminghamLLCGT1 | oil | NEMA | 14.2 | 38.6249 | 38.7549 | 38.8199 | 4.97 | 14.2 | 1 | 1 | 21.8524 | 2 | 994
| ExelonFraminghamLLCGT2 | oil | NEMA | 14.2 | 38.6249 | 38.7549 | 38.8199 | 4.97 | 14.2 | 1 | 1 | 21.8524 | 2 | 994
| ExelonFraminghamLLCGT3 | oil | NEMA | 14.2 | 38.6249 | 38.7549 | 38.8199 | 4.97 | 14.2 | 1 | 1 | 21.8524 | 2 | 994
| HighStreetStation9 | oil | NEMA | 1.3 | 9.5452 | 9.6752 | 9.7402 | 0.455 | 1.3 | 1 | 1 | 2.0006 | 2 | 91
| KendallSquareStationJET1 | oil | NEMA | 20 | 3.7301 | 3.8601 | 3.9252 | 7 | 20 | 1 | 1 | 30.778 | 2 | 1400
| MaineIndependenceStationGEN1 | oil | NEMA | 69 | 25.9438 | 26.0738 | 26.1388 | 24.15 | 69 | 1 | 1 | 106.184 | 2 | 4830
| MysticGeneratingStationST96 | oil | NEMA | 617 | 10.0695 | 11.4794 | 12.1844 | 215.95 | 617 | 6 | 6 | 1043.8407 | 3.17 | 43190
| Shrewsbury1 | oil | NEMA | 2.8 | 15.9068 | 16.0369 | 16.1019 | 0.98 | 2.8 | 1 | 1 | 4.3089 | 2 | 196
| Shrewsbury2 | oil | NEMA | 2.8 | 15.9068 | 16.0369 | 16.1019 | 0.98 | 2.8 | 1 | 1 | 4.3089 | 2 | 196
| Shrewsbury3 | oil | NEMA | 2.8 | 15.9068 | 16.0369 | 16.1019 | 0.98 | 2.8 | 1 | 1 | 4.3089 | 2 | 196
| Shrewsbury4 | oil | NEMA | 2.8 | 15.9068 | 16.0369 | 16.1019 | 0.98 | 2.8 | 1 | 1 | 4.3089 | 2 | 196
| Shrewsbury5 | oil | NEMA | 2.8 | 15.9068 | 16.0369 | 16.1019 | 0.98 | 2.8 | 1 | 1 | 4.3089 | 2 | 196
| WilkinsStation1 | oil | NEMA | 2.7 | 9.9629 | 10.0929 | 10.1579 | 0.945 | 2.7 | 1 | 1 | 4.155 | 2 | 189
| WilkinsStation2 | oil | NEMA | 2.7 | 9.9629 | 10.0929 | 10.1579 | 0.945 | 2.7 | 1 | 1 | 4.155 | 2 | 189
| Merrimack2 | coal | NH | 113.6 | 12.0423 | 13.2721 | 13.8871 | 39.76 | 28.4 | 12 | 12 | 180.9161 | 4.6 | 7952
| DartmouthCollegeHeatingPlantGEN1 | oil | NH | 2 | 55.5988 | 57.0087 | 57.7137 | 0.7 | 2 | 6 | 6 | 3.3836 | 3.17 | 140
| DartmouthCollegeHeatingPlantGEN2 | oil | NH | 2 | 130.5169 | 131.9269 | 132.6318 | 0.7 | 2 | 6 | 6 | 3.3836 | 3.17 | 140
| SchillerGT1 | oil | NH | 21.2 | 14.6326 | 14.7626 | 14.8276 | 7.42 | 21.2 | 1 | 1 | 32.6246 | 2 | 1484
| WhiteLakeGT1 | oil | NH | 18.6 | 34.3582 | 34.4883 | 34.5533 | 6.51 | 18.6 | 1 | 1 | 28.6235 | 2 | 1302
| Canal2 | oil | SEMA | 580 | 9.5791 | 10.989 | 11.694 | 203 | 580 | 6 | 6 | 981.2441 | 3.17 | 40600
| Colchester16GT1 | oil | VT | 18 | 32.5093 | 32.6393 | 32.7044 | 6.3 | 18 | 1 | 1 | 27.7002 | 2 | 1260
| EssexJunction19IC5 | oil | VT | 2 | 8.4456 | 8.5756 | 8.6407 | 0.7 | 2 | 1 | 1 | 3.0778 | 2 | 140
| StonyBrook1 | oil | WCMA | 105 | 7.0399 | 8.4498 | 9.1547 | 36.75 | 105 | 1 | 1 | 177.639 | 2 | 7350
| StonyBrookEDSI | oil | WCMA | 0.6 | 7.581 | 7.7111 | 7.7761 | 0.21 | 0.6 | 1 | 1 | 0.92334 | 2 | 42
| WilliamsCollegeCampusCHPGEN4 | oil | WCMA | 2 | 9.6241 | 9.7541 | 9.8192 | 0.7 | 2 | 1 | 1 | 3.0778 | 2 | 140
| WilliamsCollegeCampusCHPGEN5 | oil | WCMA | 2 | 9.6241 | 9.7541 | 9.8192 | 0.7 | 2 | 1 | 1 | 3.0778 | 2 | 140
| WoodlandRoadWOOD | oil | WCMA | 20.4 | 19.7552 | 19.8853 | 19.9503 | 7.14 | 20.4 | 1 | 1 | 31.3935 | 2 | 1428
Added | CT-NG | NG | CT | 576 |  |  |  | 201.6
| NEMA-NG | NG | NEMA | 157 |  |  |  | 54.95
| SEMA-NG | NG | SEMA | 96 |  |  |  | 33.6
| WEMA-NG | NG | WEMA | 56 |  |  |  | 19.6
Sheet: Generators (Must Run)
| State | Name | Fuel | Capacity | Cap_Factor | Product
Deleted | CT | Millstone | NUC | 909.9 | 0.891 | 810.7209
| SEMA | Pilgrim Nuclear Power Station | NUC | 670 | 0.757 | 507.19
Sheet: Generators (Renewables)
| State | Name | Fuel | Capacity | Cap_Factor | Product
Deleted | ME | Canton Mountain Wind | WND | 22.8 | 0.288 | 6.5664
| ME | Record Hill Wind | WND | 50.6 | 0.27 | 13.662
| ME | Spruce Mountain WInd | WND | 20 | 0.337 | 6.74
Added | CT-Offshore |  | WND | 1872
| RI-Offshore |  | WND | 401
| SEMA-Offshore |  | WND | 3200
| CT-PV |  | SUN | 4713
| RI-PV |  | SUN | 414
| VT-PV |  | SUN | 471
| NH-PV |  | SUN | 129
| ME-PV |  | SUN | 894
| NEMA-PV |  | SUN | 1167
| SEMA-PV |  | SUN | 699
| WEMA-PV |  | SUN | 798
| CT-Onshore |  | WND | 529
| RI-Onshore |  | WND | 189
| VT-Onshore |  | WND | 428
| NH-Onshore |  | WND | 459
| WEMA-Onshore |  | WND | 1859
| CT-Hydro |  | WAT | 4
| ME-Hydro |  | WAT | 50